## Table of Contents
Name | Type | Dim | Count | Explanatory text
c | set | 1 | 2 | pump class
Charge | variable | 2 | 768 | Niveau de charge au noeud (n) Ã (t)
Charge_j | equation | 2 | 360 | Niveau de charge aux jonctions (j) Ã (t)
Charge_r | equation | 2 | 384 | Niveau de charge au rÃ©servoir (r) Ã (t)
Charge_s | equation | 4 | 144 | Niveau de charge Ã la source Ã (t)
d | set | 1 | 4 | pump number
Debit_s | equation | 1 | 24 | Equilibre des dÃ©bits Ã la source Ã (t)
degree | set | 1 | 3 | polynomial degrees
demand | parameter | 2 | 371 | demand in water at each reservoir and each hour (m^3.h^-1)
dp | parameter | 1 | 0 | Aliased with d
Elec_pompe | equation | 3 | 144 | Consommation Ã©lectrique de la pompe (k) Ã (t)
gamma | parameter | 2 | 4 | linear fit of the electrical power (kW) on the flow (m^3.h^-1) for each class of pumps
height | parameter | 1 | 32 | elevation at each node relative to s (m)
height0 | parameter | 0 | 1 | reference height at the source (m)
j | set | 1 | 15 | junctions
k | set | 2 | 6 | pumps
kp | set | 2 | 0 | Aliased with k
l | set | 2 | 31 | pipes
n | set | 1 | 32 | nodes
night | set | 1 | 8 | night periods
Noeud | equation | 2 | 360 | Contrainte dÃ©bit noeud (n) Ã (t)
np | equation | 1 | 0 | Aliased with n
obj | equation | 0 | 1 | Objectif
Ordre_pompe | equation | 3 | 144 | Les pompes s allument dans l ordre
Perte_charge | equation | 3 | 744 | Perte charge (n n) Ã (t)
phi | parameter | 3 | 62 | quadratic fit of the pressure loss (m) on the flow (m^3.h^-1) for each pipe
Ppompe | variable | 3 | 144 | Puissance Ã©lectrique de la pompe (k) Ã (t) en (kW)
psi | parameter | 2 | 4 | quadratic fit of the service pressure (m) on the flow (m^3.h^-1) for each class of pumps
Qmax | parameter | 2 | 6 | DÃ©bit maximum
Qmin | parameter | 2 | 6 | DÃ©bit minimum
Qpipe | variable | 3 | 744 | DÃ©bit dans le tuyau (l) Ã (t)
Qpompe | variable | 3 | 144 | DÃ©bit de la pompe (k) Ã (t)
Qpompe_inf | equation | 3 | 144 | Borne infÃ©rieur pompe (k) Ã (t)
Qpompe_sup | equation | 3 | 144 | Borne supÃ©rieur pompe (k) Ã (t)
r | set | 1 | 16 | reservoirs
Satisfaction_demande | equation | 2 | 384 | Satisfaction de la demande en (r) Ã (t)
Son | variable | 3 | 168 | Statu t de la pompe (k) fonctionne Ã (t)
surface | parameter | 1 | 16 | mean surface of each reservoir (m^2)
t | set | 1 | 24 | 1-hour periods
tariff | parameter | 1 | 24 | electricity tariff
tariffday | parameter | 0 | 1 | electricity hourly tariff at day (euro.kWh^-1)
tariffnight | parameter | 0 | 1 | electricity hourly tariff at night (euro.kWh^-1)
v | variable | 2 | 384 | Volume au rÃ©servoir (r) en (t)
vinit | parameter | 2 | 16 | initial volume of each reservoir
vmax | parameter | 1 | 16 | maximal volume of each reservoir (m^3)
vmin | parameter | 1 | 16 | minimal volume of each reservoir (m^3)
z | variable | 0 | 1 | CoÃ»t exploitation final

## comments
Commentaires
Volume max augmenté de 50%. Tolérance relative à 0,1, borne inférieure à 420. Temps de calcul : 6 secondes.

## Scalar
TOC
Parameter | Value | Explanatory text
height0 | 0 | reference height at the source (m)
tariffday | 0.04609 | electricity hourly tariff at day (euro.kWh^-1)
tariffnight | 0.02916 | electricity hourly tariff at night (euro.kWh^-1)
Variable | Lowerbound | Value | Upperbound | Marginal | Explanatory text
z | -INF | 424.0941 | INF | 0 | CoÃ»t exploitation final
Equation | Lowerbound | Value | Upperbound | Marginal | Explanatory text
obj | 0 | 0 | 0 | 1 | Objectif

## c
TOC
c | (set) | pump class
dim1
small
large

## Charge
TOC
Charge | (variable) | Niveau de charge au noeud (n) Ã (t)
n | t | Lowerbound | Value | Upperbound | Marginal
s | t1 | 0 | 156.0476 | INF | 0
s | t2 | 0 | 156.0683 | INF | 0
s | t3 | 0 | 155.5133 | INF | 0
s | t4 | 0 | 155.5949 | INF | 0
s | t5 | 0 | 155.6852 | INF | 0
s | t6 | 0 | 155.7959 | INF | 0
s | t7 | 0 | 155.9071 | INF | 0
s | t8 | 0 | 156.0323 | INF | 0
s | t9 | 0 | 138.5839 | INF | 0
s | t10 | 0 | 170.4397 | INF | 0
s | t11 | 0 | 138.5316 | INF | 0
s | t12 | 0 | 152.1152 | INF | 0
s | t13 | 0 | 170.4083 | INF | 0
s | t14 | 0 | 166.0638 | INF | 0
s | t15 | 0 | 139.5847 | INF | 0
s | t16 | 0 | 170.8778 | INF | 0
s | t17 | 0 | 160.9857 | INF | 0
s | t18 | 0 | 173.1269 | INF | 0
s | t19 | 0 | 153.0148 | INF | 0
s | t20 | 0 | 156.7225 | INF | 0
s | t21 | 0 | 160.9998 | INF | 0
s | t22 | 0 | 172.2036 | INF | 0
s | t23 | 0 | 151.7539 | INF | 0
s | t24 | 0 | 142.9509 | INF | 0
j39 | t1 | 0 | 150.2729 | INF | 0
j39 | t2 | 0 | 150.2989 | INF | 0
j39 | t3 | 0 | 149.6013 | INF | 0
j39 | t4 | 0 | 149.7039 | INF | 0
j39 | t5 | 0 | 149.8173 | INF | 0
j39 | t6 | 0 | 149.9565 | INF | 0
j39 | t7 | 0 | 150.0962 | INF | 0
j39 | t8 | 0 | 150.2537 | INF | 0
j39 | t9 | 0 | 138.5692 | INF | 0
j39 | t10 | 0 | 170.1776 | INF | 0
j39 | t11 | 0 | 138.4357 | INF | 0
j39 | t12 | 0 | 151.5899 | INF | 0
j39 | t13 | 0 | 169.8694 | INF | 0
j39 | t14 | 0 | 165.2094 | INF | 0
j39 | t15 | 0 | 139.5466 | INF | 0
j39 | t16 | 0 | 169.3108 | INF | 0
j39 | t17 | 0 | 160.4656 | INF | 0
j39 | t18 | 0 | 172.3763 | INF | 0
j39 | t19 | 0 | 151.6217 | INF | 0
j39 | t20 | 0 | 154.865 | INF | 0
j39 | t21 | 0 | 158.5696 | INF | 0
j39 | t22 | 0 | 171.4436 | INF | 0
j39 | t23 | 0 | 149.5701 | INF | 0
j39 | t24 | 0 | 141.7544 | INF | 0
j14 | t1 | 0 | 146.0662 | INF | 0
j14 | t2 | 0 | 146.0333 | INF | 0
j14 | t3 | 0 | 144.9798 | INF | 0
j14 | t4 | 0 | 145.0331 | INF | 0
j14 | t5 | 0 | 145.0923 | INF | 0
j14 | t6 | 0 | 145.1736 | INF | 0
j14 | t7 | 0 | 145.2429 | INF | 0
j14 | t8 | 0 | 145.328 | INF | 0
j14 | t9 | 0 | 138.4991 | INF | 0
j14 | t10 | 0 | 168.8872 | INF | 0
j14 | t11 | 0 | 138.0218 | INF | 0
j14 | t12 | 0 | 150.5432 | INF | 0
j14 | t13 | 0 | 167.2098 | INF | 0
j14 | t14 | 0 | 160.987 | INF | 0
j14 | t15 | 0 | 139.3614 | INF | 0
j14 | t16 | 0 | 166.5343 | INF | 0
j14 | t17 | 0 | 159.419 | INF | 0
j14 | t18 | 0 | 171.81 | INF | 0
j14 | t19 | 0 | 150.1113 | INF | 0
j14 | t20 | 0 | 151.8377 | INF | 0
j14 | t21 | 0 | 153.6049 | INF | 0
j14 | t22 | 0 | 169.6615 | INF | 0
j14 | t23 | 0 | 146.9078 | INF | 0
j14 | t24 | 0 | 140.6959 | INF | 0
j16 | t1 | 0 | 142.8009 | INF | 0
j16 | t2 | 0 | 142.7376 | INF | 0
j16 | t3 | 0 | 141.4672 | INF | 0
j16 | t4 | 0 | 141.4972 | INF | 0
j16 | t5 | 0 | 141.5308 | INF | 0
j16 | t6 | 0 | 141.5851 | INF | 0
j16 | t7 | 0 | 141.6202 | INF | 0
j16 | t8 | 0 | 141.6703 | INF | 0
j16 | t9 | 0 | 138.4385 | INF | 0
j16 | t10 | 0 | 167.773 | INF | 0
j16 | t11 | 0 | 137.6644 | INF | 0
j16 | t12 | 0 | 149.6393 | INF | 0
j16 | t13 | 0 | 164.9132 | INF | 0
j16 | t14 | 0 | 157.341 | INF | 0
j16 | t15 | 0 | 139.2014 | INF | 0
j16 | t16 | 0 | 164.1368 | INF | 0
j16 | t17 | 0 | 158.7101 | INF | 0
j16 | t18 | 0 | 171.3209 | INF | 0
j16 | t19 | 0 | 148.807 | INF | 0
j16 | t20 | 0 | 149.2238 | INF | 0
j16 | t21 | 0 | 149.7145 | INF | 0
j16 | t22 | 0 | 168.4096 | INF | 0
j16 | t23 | 0 | 144.9324 | INF | 0
j16 | t24 | 0 | 139.9643 | INF | 0
j17 | t1 | 0 | 141.6651 | INF | 0
j17 | t2 | 0 | 141.5912 | INF | 0
j17 | t3 | 0 | 140.2453 | INF | 0
j17 | t4 | 0 | 140.2672 | INF | 0
j17 | t5 | 0 | 140.2918 | INF | 0
j17 | t6 | 0 | 140.3367 | INF | 0
j17 | t7 | 0 | 140.3599 | INF | 0
j17 | t8 | 0 | 140.3978 | INF | 0
j17 | t9 | 0 | 138.2206 | INF | 0
j17 | t10 | 0 | 164.6536 | INF | 0
j17 | t11 | 0 | 137.5304 | INF | 0
j17 | t12 | 0 | 148.1641 | INF | 0
j17 | t13 | 0 | 164.1623 | INF | 0
j17 | t14 | 0 | 155.1219 | INF | 0
j17 | t15 | 0 | 138.8641 | INF | 0
j17 | t16 | 0 | 161.1761 | INF | 0
j17 | t17 | 0 | 158.4077 | INF | 0
j17 | t18 | 0 | 171.2545 | INF | 0
j17 | t19 | 0 | 147.0439 | INF | 0
j17 | t20 | 0 | 147.3818 | INF | 0
j17 | t21 | 0 | 146.7429 | INF | 0
j17 | t22 | 0 | 165.0119 | INF | 0
j17 | t23 | 0 | 144.0319 | INF | 0
j17 | t24 | 0 | 139.2696 | INF | 0
j19 | t1 | 0 | 138.8805 | INF | 0
j19 | t2 | 0 | 138.7806 | INF | 0
j19 | t3 | 0 | 137.2496 | INF | 0
j19 | t4 | 0 | 137.2517 | INF | 0
j19 | t5 | 0 | 137.2545 | INF | 0
j19 | t6 | 0 | 137.2763 | INF | 0
j19 | t7 | 0 | 137.2703 | INF | 0
j19 | t8 | 0 | 137.2784 | INF | 0
j19 | t9 | 0 | 137.6375 | INF | 0
j19 | t10 | 0 | 155.8722 | INF | 0
j19 | t11 | 0 | 137.1781 | INF | 0
j19 | t12 | 0 | 144.0464 | INF | 0
j19 | t13 | 0 | 162.0892 | INF | 0
j19 | t14 | 0 | 148.8968 | INF | 0
j19 | t15 | 0 | 137.9494 | INF | 0
j19 | t16 | 0 | 152.8455 | INF | 0
j19 | t17 | 0 | 157.59 | INF | 0
j19 | t18 | 0 | 171.0854 | INF | 0
j19 | t19 | 0 | 142.1113 | INF | 0
j19 | t20 | 0 | 142.2257 | INF | 0
j19 | t21 | 0 | 138.3816 | INF | 0
j19 | t22 | 0 | 155.4391 | INF | 0
j19 | t23 | 0 | 141.5375 | INF | 0
j19 | t24 | 0 | 137.3544 | INF | 0
j21 | t1 | 0 | 136.1662 | INF | 0
j21 | t2 | 0 | 136.1314 | INF | 0
j21 | t3 | 0 | 136.1195 | INF | 0
j21 | t4 | 0 | 136.115 | INF | 0
j21 | t5 | 0 | 136.1095 | INF | 0
j21 | t6 | 0 | 136.1225 | INF | 0
j21 | t7 | 0 | 136.1055 | INF | 0
j21 | t8 | 0 | 136.1024 | INF | 0
j21 | t9 | 0 | 136.4717 | INF | 0
j21 | t10 | 0 | 138.3155 | INF | 0
j21 | t11 | 0 | 136.5898 | INF | 0
j21 | t12 | 0 | 136.3796 | INF | 0
j21 | t13 | 0 | 157.9444 | INF | 0
j21 | t14 | 0 | 136.4509 | INF | 0
j21 | t15 | 0 | 136.1207 | INF | 0
j21 | t16 | 0 | 136.1901 | INF | 0
j21 | t17 | 0 | 155.9553 | INF | 0
j21 | t18 | 0 | 170.7474 | INF | 0
j21 | t19 | 0 | 136.1857 | INF | 0
j21 | t20 | 0 | 136.1492 | INF | 0
j21 | t21 | 0 | 136.2242 | INF | 0
j21 | t22 | 0 | 136.3005 | INF | 0
j21 | t23 | 0 | 136.5504 | INF | 0
j21 | t24 | 0 | 136.1 | INF | 0
j24 | t1 | 0 | 142.7625 | INF | 0
j24 | t2 | 0 | 142.6988 | INF | 0
j24 | t3 | 0 | 141.4259 | INF | 0
j24 | t4 | 0 | 141.4557 | INF | 0
j24 | t5 | 0 | 141.489 | INF | 0
j24 | t6 | 0 | 141.5429 | INF | 0
j24 | t7 | 0 | 141.5776 | INF | 0
j24 | t8 | 0 | 141.6273 | INF | 0
j24 | t9 | 0 | 138.4385 | INF | 0
j24 | t10 | 0 | 167.7723 | INF | 0
j24 | t11 | 0 | 137.6602 | INF | 0
j24 | t12 | 0 | 149.6366 | INF | 0
j24 | t13 | 0 | 164.8854 | INF | 0
j24 | t14 | 0 | 157.3091 | INF | 0
j24 | t15 | 0 | 139.2011 | INF | 0
j24 | t16 | 0 | 164.1259 | INF | 0
j24 | t17 | 0 | 158.7024 | INF | 0
j24 | t18 | 0 | 171.3131 | INF | 0
j24 | t19 | 0 | 148.8017 | INF | 0
j24 | t20 | 0 | 149.2031 | INF | 0
j24 | t21 | 0 | 149.6856 | INF | 0
j24 | t22 | 0 | 168.4088 | INF | 0
j24 | t23 | 0 | 144.9119 | INF | 0
j24 | t24 | 0 | 139.9597 | INF | 0
j26 | t1 | 0 | 127.2927 | INF | 0
j26 | t2 | 0 | 126.9302 | INF | 0
j26 | t3 | 0 | 125.9801 | INF | 0
j26 | t4 | 0 | 125.564 | INF | 0
j26 | t5 | 0 | 125.5076 | INF | 0
j26 | t6 | 0 | 126.523 | INF | 0
j26 | t7 | 0 | 125.8853 | INF | 0
j26 | t8 | 0 | 125.3222 | INF | 0
j26 | t9 | 0 | 138.4385 | INF | 0
j26 | t10 | 0 | 167.5135 | INF | 0
j26 | t11 | 0 | 135.9676 | INF | 0
j26 | t12 | 0 | 148.5199 | INF | 0
j26 | t13 | 0 | 153.5835 | INF | 0
j26 | t14 | 0 | 144.3437 | INF | 0
j26 | t15 | 0 | 139.0812 | INF | 0
j26 | t16 | 0 | 159.6586 | INF | 0
j26 | t17 | 0 | 155.571 | INF | 0
j26 | t18 | 0 | 168.1236 | INF | 0
j26 | t19 | 0 | 146.634 | INF | 0
j26 | t20 | 0 | 140.7876 | INF | 0
j26 | t21 | 0 | 137.9477 | INF | 0
j26 | t22 | 0 | 168.0679 | INF | 0
j26 | t23 | 0 | 136.5597 | INF | 0
j26 | t24 | 0 | 138.1008 | INF | 0
j27 | t1 | 0 | 126.9052 | INF | 0
j27 | t2 | 0 | 126.4731 | INF | 0
j27 | t3 | 0 | 125.4588 | INF | 0
j27 | t4 | 0 | 122.0879 | INF | 0
j27 | t5 | 0 | 125.4721 | INF | 0
j27 | t6 | 0 | 124.6007 | INF | 0
j27 | t7 | 0 | 123.4354 | INF | 0
j27 | t8 | 0 | 124.7483 | INF | 0
j27 | t9 | 0 | 138.4385 | INF | 0
j27 | t10 | 0 | 167.4157 | INF | 0
j27 | t11 | 0 | 135.3284 | INF | 0
j27 | t12 | 0 | 148.5199 | INF | 0
j27 | t13 | 0 | 151.9127 | INF | 0
j27 | t14 | 0 | 144.3437 | INF | 0
j27 | t15 | 0 | 139.0812 | INF | 0
j27 | t16 | 0 | 159.6586 | INF | 0
j27 | t17 | 0 | 154.3886 | INF | 0
j27 | t18 | 0 | 166.9193 | INF | 0
j27 | t19 | 0 | 146.0317 | INF | 0
j27 | t20 | 0 | 140.517 | INF | 0
j27 | t21 | 0 | 137.0966 | INF | 0
j27 | t22 | 0 | 168.0113 | INF | 0
j27 | t23 | 0 | 135.6507 | INF | 0
j27 | t24 | 0 | 137.6434 | INF | 0
j30 | t1 | 0 | 117.1364 | INF | 0
j30 | t2 | 0 | 117.1079 | INF | 0
j30 | t3 | 0 | 116.919 | INF | 0
j30 | t4 | 0 | 124.4025 | INF | 0
j30 | t5 | 0 | 109.431 | INF | 0
j30 | t6 | 0 | 123.3082 | INF | 0
j30 | t7 | 0 | 123.4103 | INF | 0
j30 | t8 | 0 | 115.9353 | INF | 0
j30 | t9 | 0 | 138.4385 | INF | 0
j30 | t10 | 0 | 167.5135 | INF | 0
j30 | t11 | 0 | 135.9676 | INF | 0
j30 | t12 | 0 | 147.2371 | INF | 0
j30 | t13 | 0 | 151.6068 | INF | 0
j30 | t14 | 0 | 129.4509 | INF | 0
j30 | t15 | 0 | 138.9435 | INF | 0
j30 | t16 | 0 | 154.5273 | INF | 0
j30 | t17 | 0 | 155.571 | INF | 0
j30 | t18 | 0 | 168.1236 | INF | 0
j30 | t19 | 0 | 146.5574 | INF | 0
j30 | t20 | 0 | 135.6861 | INF | 0
j30 | t21 | 0 | 133.4518 | INF | 0
j30 | t22 | 0 | 167.9995 | INF | 0
j30 | t23 | 0 | 134.3342 | INF | 0
j30 | t24 | 0 | 137.9884 | INF | 0
j2 | t1 | 0 | 140.8151 | INF | 0
j2 | t2 | 0 | 140.9362 | INF | 0
j2 | t3 | 0 | 140.3441 | INF | 0
j2 | t4 | 0 | 140.5648 | INF | 0
j2 | t5 | 0 | 140.8075 | INF | 0
j2 | t6 | 0 | 141.0926 | INF | 0
j2 | t7 | 0 | 141.3927 | INF | 0
j2 | t8 | 0 | 141.72 | INF | 0
j2 | t9 | 0 | 138.5692 | INF | 0
j2 | t10 | 0 | 170.1776 | INF | 0
j2 | t11 | 0 | 138.4324 | INF | 0
j2 | t12 | 0 | 151.2707 | INF | 0
j2 | t13 | 0 | 169.8694 | INF | 0
j2 | t14 | 0 | 165.2094 | INF | 0
j2 | t15 | 0 | 139.5466 | INF | 0
j2 | t16 | 0 | 168.194 | INF | 0
j2 | t17 | 0 | 160.1546 | INF | 0
j2 | t18 | 0 | 171.1502 | INF | 0
j2 | t19 | 0 | 149.895 | INF | 0
j2 | t20 | 0 | 153.3816 | INF | 0
j2 | t21 | 0 | 157.2002 | INF | 0
j2 | t22 | 0 | 171.1078 | INF | 0
j2 | t23 | 0 | 147.1521 | INF | 0
j2 | t24 | 0 | 140.0098 | INF | 0
j3 | t1 | 0 | 133.1483 | INF | 0
j3 | t2 | 0 | 133.3022 | INF | 0
j3 | t3 | 0 | 132.2496 | INF | 0
j3 | t4 | 0 | 132.4161 | INF | 0
j3 | t5 | 0 | 132.6122 | INF | 0
j3 | t6 | 0 | 132.8742 | INF | 0
j3 | t7 | 0 | 133.1574 | INF | 0
j3 | t8 | 0 | 133.4938 | INF | 0
j3 | t9 | 0 | 138.5692 | INF | 0
j3 | t10 | 0 | 170.1776 | INF | 0
j3 | t11 | 0 | 138.4324 | INF | 0
j3 | t12 | 0 | 148.9359 | INF | 0
j3 | t13 | 0 | 169.8694 | INF | 0
j3 | t14 | 0 | 165.2094 | INF | 0
j3 | t15 | 0 | 139.5466 | INF | 0
j3 | t16 | 0 | 168.194 | INF | 0
j3 | t17 | 0 | 153.0589 | INF | 0
j3 | t18 | 0 | 171.1502 | INF | 0
j3 | t19 | 0 | 149.895 | INF | 0
j3 | t20 | 0 | 149.814 | INF | 0
j3 | t21 | 0 | 157.2002 | INF | 0
j3 | t22 | 0 | 171.0744 | INF | 0
j3 | t23 | 0 | 146.2531 | INF | 0
j3 | t24 | 0 | 139.0785 | INF | 0
j6 | t1 | 0 | 119.2422 | INF | 0
j6 | t2 | 0 | 119.6076 | INF | 0
j6 | t3 | 0 | 119.5904 | INF | 0
j6 | t4 | 0 | 120.1697 | INF | 0
j6 | t5 | 0 | 120.7953 | INF | 0
j6 | t6 | 0 | 121.4947 | INF | 0
j6 | t7 | 0 | 122.2441 | INF | 0
j6 | t8 | 0 | 123.0302 | INF | 0
j6 | t9 | 0 | 138.5692 | INF | 0
j6 | t10 | 0 | 170.1776 | INF | 0
j6 | t11 | 0 | 138.4213 | INF | 0
j6 | t12 | 0 | 151.0415 | INF | 0
j6 | t13 | 0 | 169.8694 | INF | 0
j6 | t14 | 0 | 165.2094 | INF | 0
j6 | t15 | 0 | 139.5466 | INF | 0
j6 | t16 | 0 | 164.3943 | INF | 0
j6 | t17 | 0 | 160.1546 | INF | 0
j6 | t18 | 0 | 166.979 | INF | 0
j6 | t19 | 0 | 144.0204 | INF | 0
j6 | t20 | 0 | 150.9835 | INF | 0
j6 | t21 | 0 | 152.5413 | INF | 0
j6 | t22 | 0 | 170.087 | INF | 0
j6 | t23 | 0 | 140.7848 | INF | 0
j6 | t24 | 0 | 135.6624 | INF | 0
j7 | t1 | 0 | 107.7805 | INF | 0
j7 | t2 | 0 | 108.4341 | INF | 0
j7 | t3 | 0 | 108.8376 | INF | 0
j7 | t4 | 0 | 109.5614 | INF | 0
j7 | t5 | 0 | 110.3346 | INF | 0
j7 | t6 | 0 | 111.1726 | INF | 0
j7 | t7 | 0 | 112.0671 | INF | 0
j7 | t8 | 0 | 112.99 | INF | 0
j7 | t9 | 0 | 138.5692 | INF | 0
j7 | t10 | 0 | 170.1776 | INF | 0
j7 | t11 | 0 | 138.4213 | INF | 0
j7 | t12 | 0 | 150.9079 | INF | 0
j7 | t13 | 0 | 169.8694 | INF | 0
j7 | t14 | 0 | 165.2094 | INF | 0
j7 | t15 | 0 | 139.5466 | INF | 0
j7 | t16 | 0 | 163.9183 | INF | 0
j7 | t17 | 0 | 160.1546 | INF | 0
j7 | t18 | 0 | 166.4743 | INF | 0
j7 | t19 | 0 | 142.6272 | INF | 0
j7 | t20 | 0 | 149.5385 | INF | 0
j7 | t21 | 0 | 151.3937 | INF | 0
j7 | t22 | 0 | 170.087 | INF | 0
j7 | t23 | 0 | 137.443 | INF | 0
j7 | t24 | 0 | 134.3148 | INF | 0
j10 | t1 | 0 | 103.6289 | INF | 0
j10 | t2 | 0 | 103.8707 | INF | 0
j10 | t3 | 0 | 104.043 | INF | 0
j10 | t4 | 0 | 104.9654 | INF | 0
j10 | t5 | 0 | 105.9703 | INF | 0
j10 | t6 | 0 | 107.1191 | INF | 0
j10 | t7 | 0 | 108.364 | INF | 0
j10 | t8 | 0 | 109.6757 | INF | 0
j10 | t9 | 0 | 138.5692 | INF | 0
j10 | t10 | 0 | 170.1776 | INF | 0
j10 | t11 | 0 | 138.3819 | INF | 0
j10 | t12 | 0 | 150.8546 | INF | 0
j10 | t13 | 0 | 169.8694 | INF | 0
j10 | t14 | 0 | 165.2094 | INF | 0
j10 | t15 | 0 | 139.5466 | INF | 0
j10 | t16 | 0 | 156.2127 | INF | 0
j10 | t17 | 0 | 160.1546 | INF | 0
j10 | t18 | 0 | 157.8946 | INF | 0
j10 | t19 | 0 | 134.8528 | INF | 0
j10 | t20 | 0 | 149.4417 | INF | 0
j10 | t21 | 0 | 145.4067 | INF | 0
j10 | t22 | 0 | 166.066 | INF | 0
j10 | t23 | 0 | 135.974 | INF | 0
j10 | t24 | 0 | 129.9919 | INF | 0
r12 | t1 | 0 | 142.9177 | INF | 0
r12 | t2 | 0 | 142.5845 | INF | 0
r12 | t3 | 0 | 140.1813 | INF | 0
r12 | t4 | 0 | 139.8987 | INF | 0
r12 | t5 | 0 | 139.582 | INF | 0
r12 | t6 | 0 | 139.242 | INF | 0
r12 | t7 | 0 | 138.813 | INF | 0
r12 | t8 | 0 | 138.3692 | INF | 0
r12 | t9 | 0 | 138.4991 | INF | 0
r12 | t10 | 0 | 168.8872 | INF | 0
r12 | t11 | 0 | 138.0218 | INF | 0
r12 | t12 | 0 | 150.5432 | INF | 0
r12 | t13 | 0 | 167.2098 | INF | 0
r12 | t14 | 0 | 160.987 | INF | 0
r12 | t15 | 0 | 139.3614 | INF | 0
r12 | t16 | 0 | 166.5343 | INF | 0
r12 | t17 | 0 | 155.6595 | INF | 0
r12 | t18 | 0 | 171.81 | INF | 0
r12 | t19 | 0 | 150.1113 | INF | 0
r12 | t20 | 0 | 151.8377 | INF | 0
r12 | t21 | 0 | 150.5051 | INF | 0
r12 | t22 | 0 | 165.0002 | INF | 0
r12 | t23 | 0 | 143.0115 | INF | 0
r12 | t24 | 0 | 137.4441 | INF | 0
r13 | t1 | 0 | 136.4539 | INF | 0
r13 | t2 | 0 | 136.3218 | INF | 0
r13 | t3 | 0 | 134.5602 | INF | 0
r13 | t4 | 0 | 134.5375 | INF | 0
r13 | t5 | 0 | 134.5127 | INF | 0
r13 | t6 | 0 | 134.5056 | INF | 0
r13 | t7 | 0 | 134.4629 | INF | 0
r13 | t8 | 0 | 134.4335 | INF | 0
r13 | t9 | 0 | 138.2206 | INF | 0
r13 | t10 | 0 | 164.6536 | INF | 0
r13 | t11 | 0 | 137.5304 | INF | 0
r13 | t12 | 0 | 148.1641 | INF | 0
r13 | t13 | 0 | 164.1623 | INF | 0
r13 | t14 | 0 | 155.1219 | INF | 0
r13 | t15 | 0 | 138.8641 | INF | 0
r13 | t16 | 0 | 161.1761 | INF | 0
r13 | t17 | 0 | 158.4077 | INF | 0
r13 | t18 | 0 | 171.2545 | INF | 0
r13 | t19 | 0 | 147.0439 | INF | 0
r13 | t20 | 0 | 147.3818 | INF | 0
r13 | t21 | 0 | 146.7429 | INF | 0
r13 | t22 | 0 | 165.0119 | INF | 0
r13 | t23 | 0 | 144.0319 | INF | 0
r13 | t24 | 0 | 139.2696 | INF | 0
r132 | t1 | 0 | 138.1961 | INF | 0
r132 | t2 | 0 | 138.039 | INF | 0
r132 | t3 | 0 | 134.8049 | INF | 0
r132 | t4 | 0 | 134.79 | INF | 0
r132 | t5 | 0 | 134.7754 | INF | 0
r132 | t6 | 0 | 134.779 | INF | 0
r132 | t7 | 0 | 134.7499 | INF | 0
r132 | t8 | 0 | 134.7345 | INF | 0
r132 | t9 | 0 | 137.6375 | INF | 0
r132 | t10 | 0 | 155.8722 | INF | 0
r132 | t11 | 0 | 137.1641 | INF | 0
r132 | t12 | 0 | 144.0235 | INF | 0
r132 | t13 | 0 | 162.0892 | INF | 0
r132 | t14 | 0 | 148.8968 | INF | 0
r132 | t15 | 0 | 137.9494 | INF | 0
r132 | t16 | 0 | 152.8455 | INF | 0
r132 | t17 | 0 | 157.59 | INF | 0
r132 | t18 | 0 | 171.0854 | INF | 0
r132 | t19 | 0 | 141.4372 | INF | 0
r132 | t20 | 0 | 141.4786 | INF | 0
r132 | t21 | 0 | 129.8695 | INF | 0
r132 | t22 | 0 | 155.4391 | INF | 0
r132 | t23 | 0 | 141.5375 | INF | 0
r132 | t24 | 0 | 136.4254 | INF | 0
r133 | t1 | 0 | 135.6338 | INF | 0
r133 | t2 | 0 | 135.5401 | INF | 0
r133 | t3 | 0 | 135.8741 | INF | 0
r133 | t4 | 0 | 135.8575 | INF | 0
r133 | t5 | 0 | 135.8349 | INF | 0
r133 | t6 | 0 | 135.8775 | INF | 0
r133 | t7 | 0 | 135.8126 | INF | 0
r133 | t8 | 0 | 135.7928 | INF | 0
r133 | t9 | 0 | 136.3634 | INF | 0
r133 | t10 | 0 | 135.645 | INF | 0
r133 | t11 | 0 | 136.4279 | INF | 0
r133 | t12 | 0 | 134.2911 | INF | 0
r133 | t13 | 0 | 156.8038 | INF | 0
r133 | t14 | 0 | 133.985 | INF | 0
r133 | t15 | 0 | 135.7048 | INF | 0
r133 | t16 | 0 | 132.2719 | INF | 0
r133 | t17 | 0 | 155.6961 | INF | 0
r133 | t18 | 0 | 170.7016 | INF | 0
r133 | t19 | 0 | 134.9087 | INF | 0
r133 | t20 | 0 | 134.7241 | INF | 0
r133 | t21 | 0 | 135.8831 | INF | 0
r133 | t22 | 0 | 132.1119 | INF | 0
r133 | t23 | 0 | 135.8491 | INF | 0
r133 | t24 | 0 | 135.7548 | INF | 0
r134 | t1 | 0 | 136.1 | INF | 0
r134 | t2 | 0 | 136.1 | INF | 0
r134 | t3 | 0 | 136.1 | INF | 0
r134 | t4 | 0 | 136.1 | INF | 0
r134 | t5 | 0 | 136.1 | INF | 0
r134 | t6 | 0 | 136.1 | INF | 0
r134 | t7 | 0 | 136.1 | INF | 0
r134 | t8 | 0 | 136.1 | INF | 0
r134 | t9 | 0 | 136.2959 | INF | 0
r134 | t10 | 0 | 137.4442 | INF | 0
r134 | t11 | 0 | 136.5898 | INF | 0
r134 | t12 | 0 | 136.3783 | INF | 0
r134 | t13 | 0 | 157.9444 | INF | 0
r134 | t14 | 0 | 136.2126 | INF | 0
r134 | t15 | 0 | 136.1 | INF | 0
r134 | t16 | 0 | 136.1 | INF | 0
r134 | t17 | 0 | 155.8651 | INF | 0
r134 | t18 | 0 | 170.7127 | INF | 0
r134 | t19 | 0 | 136.1089 | INF | 0
r134 | t20 | 0 | 136.1089 | INF | 0
r134 | t21 | 0 | 136.1089 | INF | 0
r134 | t22 | 0 | 136.1089 | INF | 0
r134 | t23 | 0 | 136.2226 | INF | 0
r134 | t24 | 0 | 136.1 | INF | 0
r14 | t1 | 0 | 142.7609 | INF | 0
r14 | t2 | 0 | 142.6988 | INF | 0
r14 | t3 | 0 | 141.3501 | INF | 0
r14 | t4 | 0 | 141.4125 | INF | 0
r14 | t5 | 0 | 141.4434 | INF | 0
r14 | t6 | 0 | 141.3579 | INF | 0
r14 | t7 | 0 | 141.4714 | INF | 0
r14 | t8 | 0 | 141.5713 | INF | 0
r14 | t9 | 0 | 138.4385 | INF | 0
r14 | t10 | 0 | 167.7723 | INF | 0
r14 | t11 | 0 | 137.6602 | INF | 0
r14 | t12 | 0 | 149.6366 | INF | 0
r14 | t13 | 0 | 164.8854 | INF | 0
r14 | t14 | 0 | 157.3091 | INF | 0
r14 | t15 | 0 | 139.2011 | INF | 0
r14 | t16 | 0 | 164.1259 | INF | 0
r14 | t17 | 0 | 158.7024 | INF | 0
r14 | t18 | 0 | 171.3131 | INF | 0
r14 | t19 | 0 | 148.8017 | INF | 0
r14 | t20 | 0 | 149.2031 | INF | 0
r14 | t21 | 0 | 149.6856 | INF | 0
r14 | t22 | 0 | 168.4088 | INF | 0
r14 | t23 | 0 | 144.9119 | INF | 0
r14 | t24 | 0 | 139.9597 | INF | 0
r15 | t1 | 0 | 116.3546 | INF | 0
r15 | t2 | 0 | 105.6484 | INF | 0
r15 | t3 | 0 | 116.919 | INF | 0
r15 | t4 | 0 | 124.4025 | INF | 0
r15 | t5 | 0 | 104.1134 | INF | 0
r15 | t6 | 0 | 123.3082 | INF | 0
r15 | t7 | 0 | 123.4103 | INF | 0
r15 | t8 | 0 | 115.7201 | INF | 0
r15 | t9 | 0 | 138.4385 | INF | 0
r15 | t10 | 0 | 167.5135 | INF | 0
r15 | t11 | 0 | 135.9676 | INF | 0
r15 | t12 | 0 | 145.033 | INF | 0
r15 | t13 | 0 | 149.7376 | INF | 0
r15 | t14 | 0 | 127.188 | INF | 0
r15 | t15 | 0 | 138.9435 | INF | 0
r15 | t16 | 0 | 154.5273 | INF | 0
r15 | t17 | 0 | 155.571 | INF | 0
r15 | t18 | 0 | 168.1236 | INF | 0
r15 | t19 | 0 | 146.4413 | INF | 0
r15 | t20 | 0 | 133.6013 | INF | 0
r15 | t21 | 0 | 133.4518 | INF | 0
r15 | t22 | 0 | 167.9995 | INF | 0
r15 | t23 | 0 | 134.3342 | INF | 0
r15 | t24 | 0 | 137.9884 | INF | 0
r151 | t1 | 0 | 102.3696 | INF | 0
r151 | t2 | 0 | 116.2363 | INF | 0
r151 | t3 | 0 | 96.4195 | INF | 0
r151 | t4 | 0 | 121.855 | INF | 0
r151 | t5 | 0 | 97.2963 | INF | 0
r151 | t6 | 0 | 116.1209 | INF | 0
r151 | t7 | 0 | 117.8995 | INF | 0
r151 | t8 | 0 | 98.875 | INF | 0
r151 | t9 | 0 | 138.4385 | INF | 0
r151 | t10 | 0 | 167.5135 | INF | 0
r151 | t11 | 0 | 135.9676 | INF | 0
r151 | t12 | 0 | 147.2371 | INF | 0
r151 | t13 | 0 | 151.2545 | INF | 0
r151 | t14 | 0 | 112.1302 | INF | 0
r151 | t15 | 0 | 138.6659 | INF | 0
r151 | t16 | 0 | 142.9853 | INF | 0
r151 | t17 | 0 | 155.571 | INF | 0
r151 | t18 | 0 | 168.1236 | INF | 0
r151 | t19 | 0 | 146.5574 | INF | 0
r151 | t20 | 0 | 132.4411 | INF | 0
r151 | t21 | 0 | 123.3552 | INF | 0
r151 | t22 | 0 | 167.868 | INF | 0
r151 | t23 | 0 | 129.3879 | INF | 0
r151 | t24 | 0 | 137.7648 | INF | 0
r16 | t1 | 0 | 126.9036 | INF | 0
r16 | t2 | 0 | 126.4715 | INF | 0
r16 | t3 | 0 | 125.4569 | INF | 0
r16 | t4 | 0 | 122.0629 | INF | 0
r16 | t5 | 0 | 125.4721 | INF | 0
r16 | t6 | 0 | 124.5997 | INF | 0
r16 | t7 | 0 | 123.4275 | INF | 0
r16 | t8 | 0 | 124.7482 | INF | 0
r16 | t9 | 0 | 138.4385 | INF | 0
r16 | t10 | 0 | 167.4157 | INF | 0
r16 | t11 | 0 | 135.327 | INF | 0
r16 | t12 | 0 | 148.5199 | INF | 0
r16 | t13 | 0 | 151.9126 | INF | 0
r16 | t14 | 0 | 144.3437 | INF | 0
r16 | t15 | 0 | 139.0812 | INF | 0
r16 | t16 | 0 | 159.6586 | INF | 0
r16 | t17 | 0 | 154.3737 | INF | 0
r16 | t18 | 0 | 166.9155 | INF | 0
r16 | t19 | 0 | 146.0317 | INF | 0
r16 | t20 | 0 | 140.517 | INF | 0
r16 | t21 | 0 | 137.0966 | INF | 0
r16 | t22 | 0 | 168.0113 | INF | 0
r16 | t23 | 0 | 135.6507 | INF | 0
r16 | t24 | 0 | 137.6434 | INF | 0
r161 | t1 | 0 | 123.4372 | INF | 0
r161 | t2 | 0 | 122.159 | INF | 0
r161 | t3 | 0 | 120.5679 | INF | 0
r161 | t4 | 0 | 98.4221 | INF | 0
r161 | t5 | 0 | 124.9966 | INF | 0
r161 | t6 | 0 | 99.3672 | INF | 0
r161 | t7 | 0 | 100.3884 | INF | 0
r161 | t8 | 0 | 116.6164 | INF | 0
r161 | t9 | 0 | 138.4385 | INF | 0
r161 | t10 | 0 | 166.0322 | INF | 0
r161 | t11 | 0 | 128.5097 | INF | 0
r161 | t12 | 0 | 148.5199 | INF | 0
r161 | t13 | 0 | 127.3751 | INF | 0
r161 | t14 | 0 | 144.3437 | INF | 0
r161 | t15 | 0 | 139.0812 | INF | 0
r161 | t16 | 0 | 159.6586 | INF | 0
r161 | t17 | 0 | 148.7043 | INF | 0
r161 | t18 | 0 | 155.4227 | INF | 0
r161 | t19 | 0 | 137.0293 | INF | 0
r161 | t20 | 0 | 136.5472 | INF | 0
r161 | t21 | 0 | 124.2991 | INF | 0
r161 | t22 | 0 | 167.2308 | INF | 0
r161 | t23 | 0 | 121.9688 | INF | 0
r161 | t24 | 0 | 130.8456 | INF | 0
r17 | t1 | 0 | 132.9852 | INF | 0
r17 | t2 | 0 | 133.2513 | INF | 0
r17 | t3 | 0 | 132.1835 | INF | 0
r17 | t4 | 0 | 132.3412 | INF | 0
r17 | t5 | 0 | 132.5361 | INF | 0
r17 | t6 | 0 | 132.7823 | INF | 0
r17 | t7 | 0 | 133.0906 | INF | 0
r17 | t8 | 0 | 133.2247 | INF | 0
r17 | t9 | 0 | 138.5692 | INF | 0
r17 | t10 | 0 | 170.1776 | INF | 0
r17 | t11 | 0 | 138.4324 | INF | 0
r17 | t12 | 0 | 148.7931 | INF | 0
r17 | t13 | 0 | 169.8694 | INF | 0
r17 | t14 | 0 | 165.2094 | INF | 0
r17 | t15 | 0 | 139.5466 | INF | 0
r17 | t16 | 0 | 168.194 | INF | 0
r17 | t17 | 0 | 152.6288 | INF | 0
r17 | t18 | 0 | 171.1502 | INF | 0
r17 | t19 | 0 | 149.895 | INF | 0
r17 | t20 | 0 | 149.5967 | INF | 0
r17 | t21 | 0 | 157.2002 | INF | 0
r17 | t22 | 0 | 171.072 | INF | 0
r17 | t23 | 0 | 146.1974 | INF | 0
r17 | t24 | 0 | 139.0209 | INF | 0
r171 | t1 | 0 | 115.1358 | INF | 0
r171 | t2 | 0 | 85.9859 | INF | 0
r171 | t3 | 0 | 87.2423 | INF | 0
r171 | t4 | 0 | 90.197 | INF | 0
r171 | t5 | 0 | 90.451 | INF | 0
r171 | t6 | 0 | 95.6495 | INF | 0
r171 | t7 | 0 | 87.25 | INF | 0
r171 | t8 | 0 | 125.1238 | INF | 0
r171 | t9 | 0 | 138.5692 | INF | 0
r171 | t10 | 0 | 170.1776 | INF | 0
r171 | t11 | 0 | 138.4324 | INF | 0
r171 | t12 | 0 | 148.9359 | INF | 0
r171 | t13 | 0 | 169.8694 | INF | 0
r171 | t14 | 0 | 165.2094 | INF | 0
r171 | t15 | 0 | 139.5466 | INF | 0
r171 | t16 | 0 | 168.194 | INF | 0
r171 | t17 | 0 | 153.0589 | INF | 0
r171 | t18 | 0 | 171.1502 | INF | 0
r171 | t19 | 0 | 149.895 | INF | 0
r171 | t20 | 0 | 149.814 | INF | 0
r171 | t21 | 0 | 157.2002 | INF | 0
r171 | t22 | 0 | 171.0744 | INF | 0
r171 | t23 | 0 | 146.2531 | INF | 0
r171 | t24 | 0 | 139.0785 | INF | 0
r18 | t1 | 0 | 90.1141 | INF | 0
r18 | t2 | 0 | 90.9192 | INF | 0
r18 | t3 | 0 | 91.8198 | INF | 0
r18 | t4 | 0 | 96.4176 | INF | 0
r18 | t5 | 0 | 100.4349 | INF | 0
r18 | t6 | 0 | 103.9474 | INF | 0
r18 | t7 | 0 | 106.8931 | INF | 0
r18 | t8 | 0 | 109.254 | INF | 0
r18 | t9 | 0 | 138.5692 | INF | 0
r18 | t10 | 0 | 170.1776 | INF | 0
r18 | t11 | 0 | 138.0297 | INF | 0
r18 | t12 | 0 | 148.8433 | INF | 0
r18 | t13 | 0 | 169.8694 | INF | 0
r18 | t14 | 0 | 165.2094 | INF | 0
r18 | t15 | 0 | 139.5466 | INF | 0
r18 | t16 | 0 | 156.2127 | INF | 0
r18 | t17 | 0 | 160.1546 | INF | 0
r18 | t18 | 0 | 157.8946 | INF | 0
r18 | t19 | 0 | 134.8528 | INF | 0
r18 | t20 | 0 | 149.4417 | INF | 0
r18 | t21 | 0 | 145.322 | INF | 0
r18 | t22 | 0 | 163.8204 | INF | 0
r18 | t23 | 0 | 134.1701 | INF | 0
r18 | t24 | 0 | 128.8339 | INF | 0
r181 | t1 | 0 | 95.8516 | INF | 0
r181 | t2 | 0 | 95.8958 | INF | 0
r181 | t3 | 0 | 96.0438 | INF | 0
r181 | t4 | 0 | 96.3359 | INF | 0
r181 | t5 | 0 | 96.7194 | INF | 0
r181 | t6 | 0 | 97.2827 | INF | 0
r181 | t7 | 0 | 97.9748 | INF | 0
r181 | t8 | 0 | 98.7624 | INF | 0
r181 | t9 | 0 | 138.5692 | INF | 0
r181 | t10 | 0 | 170.1776 | INF | 0
r181 | t11 | 0 | 138.3819 | INF | 0
r181 | t12 | 0 | 150.8546 | INF | 0
r181 | t13 | 0 | 169.8694 | INF | 0
r181 | t14 | 0 | 165.2094 | INF | 0
r181 | t15 | 0 | 139.5466 | INF | 0
r181 | t16 | 0 | 148.9169 | INF | 0
r181 | t17 | 0 | 160.1546 | INF | 0
r181 | t18 | 0 | 149.7894 | INF | 0
r181 | t19 | 0 | 126.6729 | INF | 0
r181 | t20 | 0 | 148.0853 | INF | 0
r181 | t21 | 0 | 139.3406 | INF | 0
r181 | t22 | 0 | 163.7714 | INF | 0
r181 | t23 | 0 | 132.9662 | INF | 0
r181 | t24 | 0 | 126.0599 | INF | 0
r19 | t1 | 0 | 81.1112 | INF | 0
r19 | t2 | 0 | 81.4341 | INF | 0
r19 | t3 | 0 | 81.7909 | INF | 0
r19 | t4 | 0 | 82.209 | INF | 0
r19 | t5 | 0 | 82.6704 | INF | 0
r19 | t6 | 0 | 83.128 | INF | 0
r19 | t7 | 0 | 83.6328 | INF | 0
r19 | t8 | 0 | 84.1069 | INF | 0
r19 | t9 | 0 | 138.5692 | INF | 0
r19 | t10 | 0 | 170.1776 | INF | 0
r19 | t11 | 0 | 138.4213 | INF | 0
r19 | t12 | 0 | 149.506 | INF | 0
r19 | t13 | 0 | 169.8694 | INF | 0
r19 | t14 | 0 | 165.2094 | INF | 0
r19 | t15 | 0 | 139.5466 | INF | 0
r19 | t16 | 0 | 158.5722 | INF | 0
r19 | t17 | 0 | 160.1546 | INF | 0
r19 | t18 | 0 | 160.7933 | INF | 0
r19 | t19 | 0 | 126.4507 | INF | 0
r19 | t20 | 0 | 142.1053 | INF | 0
r19 | t21 | 0 | 138.1339 | INF | 0
r19 | t22 | 0 | 170.087 | INF | 0
r19 | t23 | 0 | 123.4945 | INF | 0
r19 | t24 | 0 | 131.2179 | INF | 0
r191 | t1 | 0 | 102.3734 | INF | 0
r191 | t2 | 0 | 103.3147 | INF | 0
r191 | t3 | 0 | 104.066 | INF | 0
r191 | t4 | 0 | 104.9493 | INF | 0
r191 | t5 | 0 | 105.883 | INF | 0
r191 | t6 | 0 | 106.8816 | INF | 0
r191 | t7 | 0 | 107.9402 | INF | 0
r191 | t8 | 0 | 109.0259 | INF | 0
r191 | t9 | 0 | 138.5692 | INF | 0
r191 | t10 | 0 | 170.1776 | INF | 0
r191 | t11 | 0 | 138.4213 | INF | 0
r191 | t12 | 0 | 150.9079 | INF | 0
r191 | t13 | 0 | 169.8694 | INF | 0
r191 | t14 | 0 | 165.2094 | INF | 0
r191 | t15 | 0 | 139.5466 | INF | 0
r191 | t16 | 0 | 163.9183 | INF | 0
r191 | t17 | 0 | 160.1546 | INF | 0
r191 | t18 | 0 | 166.4743 | INF | 0
r191 | t19 | 0 | 142.6272 | INF | 0
r191 | t20 | 0 | 149.2555 | INF | 0
r191 | t21 | 0 | 151.3937 | INF | 0
r191 | t22 | 0 | 170.087 | INF | 0
r191 | t23 | 0 | 136.56 | INF | 0
r191 | t24 | 0 | 133.647 | INF | 0

## Charge_j
TOC
Charge_j | (equation) | Niveau de charge aux jonctions (j) Ã (t)
n | t | Lowerbound | Value | Upperbound | Marginal
j39 | t1 | 68 | 150.2729 | INF | 0
j39 | t2 | 68 | 150.2989 | INF | 0
j39 | t3 | 68 | 149.6013 | INF | 0
j39 | t4 | 68 | 149.7039 | INF | 0
j39 | t5 | 68 | 149.8173 | INF | 0
j39 | t6 | 68 | 149.9565 | INF | 0
j39 | t7 | 68 | 150.0962 | INF | 0
j39 | t8 | 68 | 150.2537 | INF | 0
j39 | t9 | 68 | 138.5692 | INF | 0
j39 | t10 | 68 | 170.1776 | INF | 0
j39 | t11 | 68 | 138.4357 | INF | 0
j39 | t12 | 68 | 151.5899 | INF | 0
j39 | t13 | 68 | 169.8694 | INF | 0
j39 | t14 | 68 | 165.2094 | INF | 0
j39 | t15 | 68 | 139.5466 | INF | 0
j39 | t16 | 68 | 169.3108 | INF | 0
j39 | t17 | 68 | 160.4656 | INF | 0
j39 | t18 | 68 | 172.3763 | INF | 0
j39 | t19 | 68 | 151.6217 | INF | 0
j39 | t20 | 68 | 154.865 | INF | 0
j39 | t21 | 68 | 158.5696 | INF | 0
j39 | t22 | 68 | 171.4436 | INF | 0
j39 | t23 | 68 | 149.5701 | INF | 0
j39 | t24 | 68 | 141.7544 | INF | 0
j14 | t1 | 63 | 146.0662 | INF | 0
j14 | t2 | 63 | 146.0333 | INF | 0
j14 | t3 | 63 | 144.9798 | INF | 0
j14 | t4 | 63 | 145.0331 | INF | 0
j14 | t5 | 63 | 145.0923 | INF | 0
j14 | t6 | 63 | 145.1736 | INF | 0
j14 | t7 | 63 | 145.2429 | INF | 0
j14 | t8 | 63 | 145.328 | INF | 0
j14 | t9 | 63 | 138.4991 | INF | 0
j14 | t10 | 63 | 168.8872 | INF | 0
j14 | t11 | 63 | 138.0218 | INF | 0
j14 | t12 | 63 | 150.5432 | INF | 0
j14 | t13 | 63 | 167.2098 | INF | 0
j14 | t14 | 63 | 160.987 | INF | 0
j14 | t15 | 63 | 139.3614 | INF | 0
j14 | t16 | 63 | 166.5343 | INF | 0
j14 | t17 | 63 | 159.419 | INF | 0
j14 | t18 | 63 | 171.81 | INF | 0
j14 | t19 | 63 | 150.1113 | INF | 0
j14 | t20 | 63 | 151.8377 | INF | 0
j14 | t21 | 63 | 153.6049 | INF | 0
j14 | t22 | 63 | 169.6615 | INF | 0
j14 | t23 | 63 | 146.9078 | INF | 0
j14 | t24 | 63 | 140.6959 | INF | 0
j16 | t1 | 87 | 142.8009 | INF | 0
j16 | t2 | 87 | 142.7376 | INF | 0
j16 | t3 | 87 | 141.4672 | INF | 0
j16 | t4 | 87 | 141.4972 | INF | 0
j16 | t5 | 87 | 141.5308 | INF | 0
j16 | t6 | 87 | 141.5851 | INF | 0
j16 | t7 | 87 | 141.6202 | INF | 0
j16 | t8 | 87 | 141.6703 | INF | 0
j16 | t9 | 87 | 138.4385 | INF | 0
j16 | t10 | 87 | 167.773 | INF | 0
j16 | t11 | 87 | 137.6644 | INF | 0
j16 | t12 | 87 | 149.6393 | INF | 0
j16 | t13 | 87 | 164.9132 | INF | 0
j16 | t14 | 87 | 157.341 | INF | 0
j16 | t15 | 87 | 139.2014 | INF | 0
j16 | t16 | 87 | 164.1368 | INF | 0
j16 | t17 | 87 | 158.7101 | INF | 0
j16 | t18 | 87 | 171.3209 | INF | 0
j16 | t19 | 87 | 148.807 | INF | 0
j16 | t20 | 87 | 149.2238 | INF | 0
j16 | t21 | 87 | 149.7145 | INF | 0
j16 | t22 | 87 | 168.4096 | INF | 0
j16 | t23 | 87 | 144.9324 | INF | 0
j16 | t24 | 87 | 139.9643 | INF | 0
j17 | t1 | 99 | 141.6651 | INF | 0
j17 | t2 | 99 | 141.5912 | INF | 0
j17 | t3 | 99 | 140.2453 | INF | 0
j17 | t4 | 99 | 140.2672 | INF | 0
j17 | t5 | 99 | 140.2918 | INF | 0
j17 | t6 | 99 | 140.3367 | INF | 0
j17 | t7 | 99 | 140.3599 | INF | 0
j17 | t8 | 99 | 140.3978 | INF | 0
j17 | t9 | 99 | 138.2206 | INF | 0
j17 | t10 | 99 | 164.6536 | INF | 0
j17 | t11 | 99 | 137.5304 | INF | 0
j17 | t12 | 99 | 148.1641 | INF | 0
j17 | t13 | 99 | 164.1623 | INF | 0
j17 | t14 | 99 | 155.1219 | INF | 0
j17 | t15 | 99 | 138.8641 | INF | 0
j17 | t16 | 99 | 161.1761 | INF | 0
j17 | t17 | 99 | 158.4077 | INF | 0
j17 | t18 | 99 | 171.2545 | INF | 0
j17 | t19 | 99 | 147.0439 | INF | 0
j17 | t20 | 99 | 147.3818 | INF | 0
j17 | t21 | 99 | 146.7429 | INF | 0
j17 | t22 | 99 | 165.0119 | INF | 0
j17 | t23 | 99 | 144.0319 | INF | 0
j17 | t24 | 99 | 139.2696 | INF | 0
j19 | t1 | 110 | 138.8805 | INF | 0
j19 | t2 | 110 | 138.7806 | INF | 0
j19 | t3 | 110 | 137.2496 | INF | 0
j19 | t4 | 110 | 137.2517 | INF | 0
j19 | t5 | 110 | 137.2545 | INF | 0
j19 | t6 | 110 | 137.2763 | INF | 0
j19 | t7 | 110 | 137.2703 | INF | 0
j19 | t8 | 110 | 137.2784 | INF | 0
j19 | t9 | 110 | 137.6375 | INF | 0
j19 | t10 | 110 | 155.8722 | INF | 0
j19 | t11 | 110 | 137.1781 | INF | 0
j19 | t12 | 110 | 144.0464 | INF | 0
j19 | t13 | 110 | 162.0892 | INF | 0
j19 | t14 | 110 | 148.8968 | INF | 0
j19 | t15 | 110 | 137.9494 | INF | 0
j19 | t16 | 110 | 152.8455 | INF | 0
j19 | t17 | 110 | 157.59 | INF | 0
j19 | t18 | 110 | 171.0854 | INF | 0
j19 | t19 | 110 | 142.1113 | INF | 0
j19 | t20 | 110 | 142.2257 | INF | 0
j19 | t21 | 110 | 138.3816 | INF | 0
j19 | t22 | 110 | 155.4391 | INF | 0
j19 | t23 | 110 | 141.5375 | INF | 0
j19 | t24 | 110 | 137.3544 | INF | 0
j21 | t1 | 102 | 136.1662 | INF | 0
j21 | t2 | 102 | 136.1314 | INF | 0
j21 | t3 | 102 | 136.1195 | INF | 0
j21 | t4 | 102 | 136.115 | INF | 0
j21 | t5 | 102 | 136.1095 | INF | 0
j21 | t6 | 102 | 136.1225 | INF | 0
j21 | t7 | 102 | 136.1055 | INF | 0
j21 | t8 | 102 | 136.1024 | INF | 0
j21 | t9 | 102 | 136.4717 | INF | 0
j21 | t10 | 102 | 138.3155 | INF | 0
j21 | t11 | 102 | 136.5898 | INF | 0
j21 | t12 | 102 | 136.3796 | INF | 0
j21 | t13 | 102 | 157.9444 | INF | 0
j21 | t14 | 102 | 136.4509 | INF | 0
j21 | t15 | 102 | 136.1207 | INF | 0
j21 | t16 | 102 | 136.1901 | INF | 0
j21 | t17 | 102 | 155.9553 | INF | 0
j21 | t18 | 102 | 170.7474 | INF | 0
j21 | t19 | 102 | 136.1857 | INF | 0
j21 | t20 | 102 | 136.1492 | INF | 0
j21 | t21 | 102 | 136.2242 | INF | 0
j21 | t22 | 102 | 136.3005 | INF | 0
j21 | t23 | 102 | 136.5504 | INF | 0
j21 | t24 | 102 | 136.1 | INF | 0
j24 | t1 | 87 | 142.7625 | INF | 0
j24 | t2 | 87 | 142.6988 | INF | 0
j24 | t3 | 87 | 141.4259 | INF | 0
j24 | t4 | 87 | 141.4557 | INF | 0
j24 | t5 | 87 | 141.489 | INF | 0
j24 | t6 | 87 | 141.5429 | INF | 0
j24 | t7 | 87 | 141.5776 | INF | 0
j24 | t8 | 87 | 141.6273 | INF | 0
j24 | t9 | 87 | 138.4385 | INF | 0
j24 | t10 | 87 | 167.7723 | INF | 0
j24 | t11 | 87 | 137.6602 | INF | 0
j24 | t12 | 87 | 149.6366 | INF | 0
j24 | t13 | 87 | 164.8854 | INF | 0
j24 | t14 | 87 | 157.3091 | INF | 0
j24 | t15 | 87 | 139.2011 | INF | 0
j24 | t16 | 87 | 164.1259 | INF | 0
j24 | t17 | 87 | 158.7024 | INF | 0
j24 | t18 | 87 | 171.3131 | INF | 0
j24 | t19 | 87 | 148.8017 | INF | 0
j24 | t20 | 87 | 149.2031 | INF | 0
j24 | t21 | 87 | 149.6856 | INF | 0
j24 | t22 | 87 | 168.4088 | INF | 0
j24 | t23 | 87 | 144.9119 | INF | 0
j24 | t24 | 87 | 139.9597 | INF | 0
j26 | t1 | 87 | 127.2927 | INF | 0
j26 | t2 | 87 | 126.9302 | INF | 0
j26 | t3 | 87 | 125.9801 | INF | 0
j26 | t4 | 87 | 125.564 | INF | 0
j26 | t5 | 87 | 125.5076 | INF | 0
j26 | t6 | 87 | 126.523 | INF | 0
j26 | t7 | 87 | 125.8853 | INF | 0
j26 | t8 | 87 | 125.3222 | INF | 0
j26 | t9 | 87 | 138.4385 | INF | 0
j26 | t10 | 87 | 167.5135 | INF | 0
j26 | t11 | 87 | 135.9676 | INF | 0
j26 | t12 | 87 | 148.5199 | INF | 0
j26 | t13 | 87 | 153.5835 | INF | 0
j26 | t14 | 87 | 144.3437 | INF | 0
j26 | t15 | 87 | 139.0812 | INF | 0
j26 | t16 | 87 | 159.6586 | INF | 0
j26 | t17 | 87 | 155.571 | INF | 0
j26 | t18 | 87 | 168.1236 | INF | 0
j26 | t19 | 87 | 146.634 | INF | 0
j26 | t20 | 87 | 140.7876 | INF | 0
j26 | t21 | 87 | 137.9477 | INF | 0
j26 | t22 | 87 | 168.0679 | INF | 0
j26 | t23 | 87 | 136.5597 | INF | 0
j26 | t24 | 87 | 138.1008 | INF | 0
j27 | t1 | 88 | 126.9052 | INF | 0
j27 | t2 | 88 | 126.4731 | INF | 0
j27 | t3 | 88 | 125.4588 | INF | 0
j27 | t4 | 88 | 122.0879 | INF | 0
j27 | t5 | 88 | 125.4721 | INF | 0
j27 | t6 | 88 | 124.6007 | INF | 0
j27 | t7 | 88 | 123.4354 | INF | 0
j27 | t8 | 88 | 124.7483 | INF | 0
j27 | t9 | 88 | 138.4385 | INF | 0
j27 | t10 | 88 | 167.4157 | INF | 0
j27 | t11 | 88 | 135.3284 | INF | 0
j27 | t12 | 88 | 148.5199 | INF | 0
j27 | t13 | 88 | 151.9127 | INF | 0
j27 | t14 | 88 | 144.3437 | INF | 0
j27 | t15 | 88 | 139.0812 | INF | 0
j27 | t16 | 88 | 159.6586 | INF | 0
j27 | t17 | 88 | 154.3886 | INF | 0
j27 | t18 | 88 | 166.9193 | INF | 0
j27 | t19 | 88 | 146.0317 | INF | 0
j27 | t20 | 88 | 140.517 | INF | 0
j27 | t21 | 88 | 137.0966 | INF | 0
j27 | t22 | 88 | 168.0113 | INF | 0
j27 | t23 | 88 | 135.6507 | INF | 0
j27 | t24 | 88 | 137.6434 | INF | 0
j30 | t1 | 48 | 117.1364 | INF | 0
j30 | t2 | 48 | 117.1079 | INF | 0
j30 | t3 | 48 | 116.919 | INF | 0
j30 | t4 | 48 | 124.4025 | INF | 0
j30 | t5 | 48 | 109.431 | INF | 0
j30 | t6 | 48 | 123.3082 | INF | 0
j30 | t7 | 48 | 123.4103 | INF | 0
j30 | t8 | 48 | 115.9353 | INF | 0
j30 | t9 | 48 | 138.4385 | INF | 0
j30 | t10 | 48 | 167.5135 | INF | 0
j30 | t11 | 48 | 135.9676 | INF | 0
j30 | t12 | 48 | 147.2371 | INF | 0
j30 | t13 | 48 | 151.6068 | INF | 0
j30 | t14 | 48 | 129.4509 | INF | 0
j30 | t15 | 48 | 138.9435 | INF | 0
j30 | t16 | 48 | 154.5273 | INF | 0
j30 | t17 | 48 | 155.571 | INF | 0
j30 | t18 | 48 | 168.1236 | INF | 0
j30 | t19 | 48 | 146.5574 | INF | 0
j30 | t20 | 48 | 135.6861 | INF | 0
j30 | t21 | 48 | 133.4518 | INF | 0
j30 | t22 | 48 | 167.9995 | INF | 0
j30 | t23 | 48 | 134.3342 | INF | 0
j30 | t24 | 48 | 137.9884 | INF | 0
j2 | t1 | 74 | 140.8151 | INF | 0
j2 | t2 | 74 | 140.9362 | INF | 0
j2 | t3 | 74 | 140.3441 | INF | 0
j2 | t4 | 74 | 140.5648 | INF | 0
j2 | t5 | 74 | 140.8075 | INF | 0
j2 | t6 | 74 | 141.0926 | INF | 0
j2 | t7 | 74 | 141.3927 | INF | 0
j2 | t8 | 74 | 141.72 | INF | 0
j2 | t9 | 74 | 138.5692 | INF | 0
j2 | t10 | 74 | 170.1776 | INF | 0
j2 | t11 | 74 | 138.4324 | INF | 0
j2 | t12 | 74 | 151.2707 | INF | 0
j2 | t13 | 74 | 169.8694 | INF | 0
j2 | t14 | 74 | 165.2094 | INF | 0
j2 | t15 | 74 | 139.5466 | INF | 0
j2 | t16 | 74 | 168.194 | INF | 0
j2 | t17 | 74 | 160.1546 | INF | 0
j2 | t18 | 74 | 171.1502 | INF | 0
j2 | t19 | 74 | 149.895 | INF | 0
j2 | t20 | 74 | 153.3816 | INF | 0
j2 | t21 | 74 | 157.2002 | INF | 0
j2 | t22 | 74 | 171.1078 | INF | 0
j2 | t23 | 74 | 147.1521 | INF | 0
j2 | t24 | 74 | 140.0098 | INF | 0
j3 | t1 | 75 | 133.1483 | INF | 0
j3 | t2 | 75 | 133.3022 | INF | 0
j3 | t3 | 75 | 132.2496 | INF | 0
j3 | t4 | 75 | 132.4161 | INF | 0
j3 | t5 | 75 | 132.6122 | INF | 0
j3 | t6 | 75 | 132.8742 | INF | 0
j3 | t7 | 75 | 133.1574 | INF | 0
j3 | t8 | 75 | 133.4938 | INF | 0
j3 | t9 | 75 | 138.5692 | INF | 0
j3 | t10 | 75 | 170.1776 | INF | 0
j3 | t11 | 75 | 138.4324 | INF | 0
j3 | t12 | 75 | 148.9359 | INF | 0
j3 | t13 | 75 | 169.8694 | INF | 0
j3 | t14 | 75 | 165.2094 | INF | 0
j3 | t15 | 75 | 139.5466 | INF | 0
j3 | t16 | 75 | 168.194 | INF | 0
j3 | t17 | 75 | 153.0589 | INF | 0
j3 | t18 | 75 | 171.1502 | INF | 0
j3 | t19 | 75 | 149.895 | INF | 0
j3 | t20 | 75 | 149.814 | INF | 0
j3 | t21 | 75 | 157.2002 | INF | 0
j3 | t22 | 75 | 171.0744 | INF | 0
j3 | t23 | 75 | 146.2531 | INF | 0
j3 | t24 | 75 | 139.0785 | INF | 0
j6 | t1 | 56 | 119.2422 | INF | 0
j6 | t2 | 56 | 119.6076 | INF | 0
j6 | t3 | 56 | 119.5904 | INF | 0
j6 | t4 | 56 | 120.1697 | INF | 0
j6 | t5 | 56 | 120.7953 | INF | 0
j6 | t6 | 56 | 121.4947 | INF | 0
j6 | t7 | 56 | 122.2441 | INF | 0
j6 | t8 | 56 | 123.0302 | INF | 0
j6 | t9 | 56 | 138.5692 | INF | 0
j6 | t10 | 56 | 170.1776 | INF | 0
j6 | t11 | 56 | 138.4213 | INF | 0
j6 | t12 | 56 | 151.0415 | INF | 0
j6 | t13 | 56 | 169.8694 | INF | 0
j6 | t14 | 56 | 165.2094 | INF | 0
j6 | t15 | 56 | 139.5466 | INF | 0
j6 | t16 | 56 | 164.3943 | INF | 0
j6 | t17 | 56 | 160.1546 | INF | 0
j6 | t18 | 56 | 166.979 | INF | 0
j6 | t19 | 56 | 144.0204 | INF | 0
j6 | t20 | 56 | 150.9835 | INF | 0
j6 | t21 | 56 | 152.5413 | INF | 0
j6 | t22 | 56 | 170.087 | INF | 0
j6 | t23 | 56 | 140.7848 | INF | 0
j6 | t24 | 56 | 135.6624 | INF | 0
j7 | t1 | 64 | 107.7805 | INF | 0
j7 | t2 | 64 | 108.4341 | INF | 0
j7 | t3 | 64 | 108.8376 | INF | 0
j7 | t4 | 64 | 109.5614 | INF | 0
j7 | t5 | 64 | 110.3346 | INF | 0
j7 | t6 | 64 | 111.1726 | INF | 0
j7 | t7 | 64 | 112.0671 | INF | 0
j7 | t8 | 64 | 112.99 | INF | 0
j7 | t9 | 64 | 138.5692 | INF | 0
j7 | t10 | 64 | 170.1776 | INF | 0
j7 | t11 | 64 | 138.4213 | INF | 0
j7 | t12 | 64 | 150.9079 | INF | 0
j7 | t13 | 64 | 169.8694 | INF | 0
j7 | t14 | 64 | 165.2094 | INF | 0
j7 | t15 | 64 | 139.5466 | INF | 0
j7 | t16 | 64 | 163.9183 | INF | 0
j7 | t17 | 64 | 160.1546 | INF | 0
j7 | t18 | 64 | 166.4743 | INF | 0
j7 | t19 | 64 | 142.6272 | INF | 0
j7 | t20 | 64 | 149.5385 | INF | 0
j7 | t21 | 64 | 151.3937 | INF | 0
j7 | t22 | 64 | 170.087 | INF | 0
j7 | t23 | 64 | 137.443 | INF | 0
j7 | t24 | 64 | 134.3148 | INF | 0
j10 | t1 | 73 | 103.6289 | INF | 0
j10 | t2 | 73 | 103.8707 | INF | 0
j10 | t3 | 73 | 104.043 | INF | 0
j10 | t4 | 73 | 104.9654 | INF | 0
j10 | t5 | 73 | 105.9703 | INF | 0
j10 | t6 | 73 | 107.1191 | INF | 0
j10 | t7 | 73 | 108.364 | INF | 0
j10 | t8 | 73 | 109.6757 | INF | 0
j10 | t9 | 73 | 138.5692 | INF | 0
j10 | t10 | 73 | 170.1776 | INF | 0
j10 | t11 | 73 | 138.3819 | INF | 0
j10 | t12 | 73 | 150.8546 | INF | 0
j10 | t13 | 73 | 169.8694 | INF | 0
j10 | t14 | 73 | 165.2094 | INF | 0
j10 | t15 | 73 | 139.5466 | INF | 0
j10 | t16 | 73 | 156.2127 | INF | 0
j10 | t17 | 73 | 160.1546 | INF | 0
j10 | t18 | 73 | 157.8946 | INF | 0
j10 | t19 | 73 | 134.8528 | INF | 0
j10 | t20 | 73 | 149.4417 | INF | 0
j10 | t21 | 73 | 145.4067 | INF | 0
j10 | t22 | 73 | 166.066 | INF | 0
j10 | t23 | 73 | 135.974 | INF | 0
j10 | t24 | 73 | 129.9919 | INF | 0

## Charge_r
TOC
Charge_r | (equation) | Niveau de charge au rÃ©servoir (r) Ã (t)
n | t | Lowerbound | Value | Upperbound | Marginal
r12 | t1 | 91 | 139.6362 | INF | 0
r12 | t2 | 91 | 138.9191 | INF | 0
r12 | t3 | 91 | 135.9466 | INF | 0
r12 | t4 | 91 | 135.1169 | INF | 0
r12 | t5 | 91 | 134.2261 | INF | 0
r12 | t6 | 91 | 133.2173 | INF | 0
r12 | t7 | 91 | 132.0394 | INF | 0
r12 | t8 | 91 | 130.8692 | INF | 0
r12 | t9 | 91 | 131.0836 | INF | 0
r12 | t10 | 91 | 161.73 | INF | 0
r12 | t11 | 91 | 131.2308 | INF | 0
r12 | t12 | 91 | 144.2311 | INF | 0
r12 | t13 | 91 | 161.4892 | INF | 0
r12 | t14 | 91 | 155.8487 | INF | 0
r12 | t15 | 91 | 134.7912 | INF | 0
r12 | t16 | 91 | 162.4712 | INF | 0
r12 | t17 | 91 | 151.4341 | INF | 0
r12 | t18 | 91 | 168.0683 | INF | 0
r12 | t19 | 91 | 146.7358 | INF | 0
r12 | t20 | 91 | 148.8377 | INF | 0
r12 | t21 | 91 | 147.5051 | INF | 0
r12 | t22 | 91 | 162.0002 | INF | 0
r12 | t23 | 91 | 140.0115 | INF | 0
r12 | t24 | 91 | 134.4441 | INF | 0
r13 | t1 | 116 | 134.9612 | INF | 0
r13 | t2 | 116 | 134.6579 | INF | 0
r13 | t3 | 116 | 132.7047 | INF | 0
r13 | t4 | 116 | 132.5007 | INF | 0
r13 | t5 | 116 | 132.3049 | INF | 0
r13 | t6 | 116 | 132.1256 | INF | 0
r13 | t7 | 116 | 131.881 | INF | 0
r13 | t8 | 116 | 131.6482 | INF | 0
r13 | t9 | 116 | 135.4353 | INF | 0
r13 | t10 | 116 | 161.9878 | INF | 0
r13 | t11 | 116 | 134.9329 | INF | 0
r13 | t12 | 116 | 145.669 | INF | 0
r13 | t13 | 116 | 161.8039 | INF | 0
r13 | t14 | 116 | 152.8659 | INF | 0
r13 | t15 | 116 | 136.7105 | INF | 0
r13 | t16 | 116 | 159.125 | INF | 0
r13 | t17 | 116 | 156.4248 | INF | 0
r13 | t18 | 116 | 169.3741 | INF | 0
r13 | t19 | 116 | 145.2318 | INF | 0
r13 | t20 | 116 | 145.6379 | INF | 0
r13 | t21 | 116 | 145.1357 | INF | 0
r13 | t22 | 116 | 163.5071 | INF | 0
r13 | t23 | 116 | 142.6295 | INF | 0
r13 | t24 | 116 | 137.9697 | INF | 0
r132 | t1 | 100 | 135.0288 | INF | 0
r132 | t2 | 100 | 134.7178 | INF | 0
r132 | t3 | 100 | 130.9441 | INF | 0
r132 | t4 | 100 | 130.2683 | INF | 0
r132 | t5 | 100 | 129.6072 | INF | 0
r132 | t6 | 100 | 128.9701 | INF | 0
r132 | t7 | 100 | 128.247 | INF | 0
r132 | t8 | 100 | 127.6095 | INF | 0
r132 | t9 | 100 | 130.5968 | INF | 0
r132 | t10 | 100 | 149.0518 | INF | 0
r132 | t11 | 100 | 130.7407 | INF | 0
r132 | t12 | 100 | 138.0766 | INF | 0
r132 | t13 | 100 | 156.7645 | INF | 0
r132 | t14 | 100 | 144.0582 | INF | 0
r132 | t15 | 100 | 133.5603 | INF | 0
r132 | t16 | 100 | 148.9208 | INF | 0
r132 | t17 | 100 | 154.119 | INF | 0
r132 | t18 | 100 | 168.0854 | INF | 0
r132 | t19 | 100 | 138.4372 | INF | 0
r132 | t20 | 100 | 138.4786 | INF | 0
r132 | t21 | 100 | 125.8346 | INF | 0
r132 | t22 | 100 | 151.886 | INF | 0
r132 | t23 | 100 | 138.5375 | INF | 0
r132 | t24 | 100 | 133.4254 | INF | 0
r133 | t1 | 81 | 131.1338 | INF | 0
r133 | t2 | 81 | 131.0401 | INF | 0
r133 | t3 | 81 | 131.3741 | INF | 0
r133 | t4 | 81 | 131.2186 | INF | 0
r133 | t5 | 81 | 130.9555 | INF | 0
r133 | t6 | 81 | 130.7892 | INF | 0
r133 | t7 | 81 | 130.4574 | INF | 0
r133 | t8 | 81 | 130.1379 | INF | 0
r133 | t9 | 81 | 130.8361 | INF | 0
r133 | t10 | 81 | 128.5304 | INF | 0
r133 | t11 | 81 | 130.2844 | INF | 0
r133 | t12 | 81 | 128.1328 | INF | 0
r133 | t13 | 81 | 151.5584 | INF | 0
r133 | t14 | 81 | 128.5901 | INF | 0
r133 | t15 | 81 | 131.2048 | INF | 0
r133 | t16 | 81 | 126.2137 | INF | 0
r133 | t17 | 81 | 150.2394 | INF | 0
r133 | t18 | 81 | 166.2016 | INF | 0
r133 | t19 | 81 | 129.7534 | INF | 0
r133 | t20 | 81 | 128.7779 | INF | 0
r133 | t21 | 81 | 130.5948 | INF | 0
r133 | t22 | 81 | 126.0228 | INF | 0
r133 | t23 | 81 | 130.7155 | INF | 0
r133 | t24 | 81 | 131.2548 | INF | 0
r134 | t1 | 131 | 131 | INF | 0.016972
r134 | t2 | 131 | 131 | INF | 0.016894
r134 | t3 | 131 | 131 | INF | 0.016364
r134 | t4 | 131 | 131 | INF | 0.01631
r134 | t5 | 131 | 131 | INF | 0.016251
r134 | t6 | 131 | 131 | INF | 0.01619
r134 | t7 | 131 | 131 | INF | 0.016113
r134 | t8 | 131 | 131 | INF | 0.016036
r134 | t9 | 131 | 131 | INF | 0
r134 | t10 | 131 | 131.7051 | INF | 0
r134 | t11 | 131 | 131 | INF | 0
r134 | t12 | 131 | 131 | INF | 0
r134 | t13 | 131 | 152.8073 | INF | 0
r134 | t14 | 131 | 131 | INF | 0
r134 | t15 | 131 | 131 | INF | 0
r134 | t16 | 131 | 131 | INF | 0
r134 | t17 | 131 | 150.7651 | INF | 0
r134 | t18 | 131 | 165.6039 | INF | 0
r134 | t19 | 131 | 131 | INF | 0
r134 | t20 | 131 | 131 | INF | 0
r134 | t21 | 131 | 131 | INF | 0
r134 | t22 | 131 | 131 | INF | 0
r134 | t23 | 131 | 131 | INF | 0
r134 | t24 | 131 | 131 | INF | 0
r14 | t1 | 97 | 140.9609 | INF | 0
r14 | t2 | 97 | 140.8988 | INF | 0
r14 | t3 | 97 | 139.2727 | INF | 0
r14 | t4 | 97 | 139.1281 | INF | 0
r14 | t5 | 97 | 138.9463 | INF | 0
r14 | t6 | 97 | 138.4215 | INF | 0
r14 | t7 | 97 | 138.2048 | INF | 0
r14 | t8 | 97 | 138.0677 | INF | 0
r14 | t9 | 97 | 134.9349 | INF | 0
r14 | t10 | 97 | 164.3716 | INF | 0
r14 | t11 | 97 | 134.671 | INF | 0
r14 | t12 | 97 | 147.0073 | INF | 0
r14 | t13 | 97 | 162.2818 | INF | 0
r14 | t14 | 97 | 154.8406 | INF | 0
r14 | t15 | 97 | 136.8161 | INF | 0
r14 | t16 | 97 | 161.8694 | INF | 0
r14 | t17 | 97 | 156.446 | INF | 0
r14 | t18 | 97 | 169.1081 | INF | 0
r14 | t19 | 97 | 146.6739 | INF | 0
r14 | t20 | 97 | 147.0753 | INF | 0
r14 | t21 | 97 | 147.6735 | INF | 0
r14 | t22 | 97 | 166.5059 | INF | 0
r14 | t23 | 97 | 143.009 | INF | 0
r14 | t24 | 97 | 138.1597 | INF | 0
r15 | t1 | 61 | 113.9382 | INF | 0
r15 | t2 | 61 | 101.6784 | INF | 0
r15 | t3 | 61 | 113.0426 | INF | 0
r15 | t4 | 61 | 120.5847 | INF | 0
r15 | t5 | 61 | 99.1634 | INF | 0
r15 | t6 | 61 | 118.4089 | INF | 0
r15 | t7 | 61 | 118.5851 | INF | 0
r15 | t8 | 61 | 110.7701 | INF | 0
r15 | t9 | 61 | 133.5587 | INF | 0
r15 | t10 | 61 | 162.7858 | INF | 0
r15 | t11 | 61 | 131.6456 | INF | 0
r15 | t12 | 61 | 140.5099 | INF | 0
r15 | t13 | 61 | 145.0997 | INF | 0
r15 | t14 | 61 | 122.2859 | INF | 0
r15 | t15 | 61 | 134.4744 | INF | 0
r15 | t16 | 61 | 150.3879 | INF | 0
r15 | t17 | 61 | 151.7982 | INF | 0
r15 | t18 | 61 | 164.6668 | INF | 0
r15 | t19 | 61 | 143.097 | INF | 0
r15 | t20 | 61 | 129.7961 | INF | 0
r15 | t21 | 61 | 130.0094 | INF | 0
r15 | t22 | 61 | 165.0954 | INF | 0
r15 | t23 | 61 | 131.8533 | INF | 0
r15 | t24 | 61 | 135.7884 | INF | 0
r151 | t1 | 91 | 97.7592 | INF | 0
r151 | t2 | 91 | 111.6249 | INF | 0
r151 | t3 | 91 | 91 | INF | 0
r151 | t4 | 91 | 116.1831 | INF | 0
r151 | t5 | 91 | 91 | INF | 0
r151 | t6 | 91 | 109.3546 | INF | 0
r151 | t7 | 91 | 110.729 | INF | 0
r151 | t8 | 91 | 91 | INF | 0
r151 | t9 | 91 | 130.6539 | INF | 0
r151 | t10 | 91 | 159.9406 | INF | 0
r151 | t11 | 91 | 128.8768 | INF | 0
r151 | t12 | 91 | 140.8093 | INF | 0
r151 | t13 | 91 | 145.4242 | INF | 0
r151 | t14 | 91 | 106.0343 | INF | 0
r151 | t15 | 91 | 132.9019 | INF | 0
r151 | t16 | 91 | 136.9714 | INF | 0
r151 | t17 | 91 | 149.9237 | INF | 0
r151 | t18 | 91 | 162.7826 | INF | 0
r151 | t19 | 91 | 141.5076 | INF | 0
r151 | t20 | 91 | 127.3913 | INF | 0
r151 | t21 | 91 | 118.2446 | INF | 0
r151 | t22 | 91 | 163.3977 | INF | 0
r151 | t23 | 91 | 125.0048 | INF | 0
r151 | t24 | 91 | 133.6648 | INF | 0
r16 | t1 | 106 | 124.0768 | INF | 0
r16 | t2 | 106 | 123.5953 | INF | 0
r16 | t3 | 106 | 122.4506 | INF | 0
r16 | t4 | 106 | 117.5802 | INF | 0
r16 | t5 | 106 | 121.0395 | INF | 0
r16 | t6 | 106 | 119.9394 | INF | 0
r16 | t7 | 106 | 117.9525 | INF | 0
r16 | t8 | 106 | 119.2732 | INF | 0
r16 | t9 | 106 | 133.0177 | INF | 0
r16 | t10 | 106 | 162.2242 | INF | 0
r16 | t11 | 106 | 130.0679 | INF | 0
r16 | t12 | 106 | 143.5607 | INF | 0
r16 | t13 | 106 | 147.2325 | INF | 0
r16 | t14 | 106 | 139.9968 | INF | 0
r16 | t15 | 106 | 135.0886 | INF | 0
r16 | t16 | 106 | 156.041 | INF | 0
r16 | t17 | 106 | 149.8645 | INF | 0
r16 | t18 | 106 | 162.128 | INF | 0
r16 | t19 | 106 | 141.5734 | INF | 0
r16 | t20 | 106 | 136.367 | INF | 0
r16 | t21 | 106 | 133.2758 | INF | 0
r16 | t22 | 106 | 164.5405 | INF | 0
r16 | t23 | 106 | 132.505 | INF | 0
r16 | t24 | 106 | 134.8434 | INF | 0
r161 | t1 | 93 | 119.0372 | INF | 0
r161 | t2 | 93 | 117.759 | INF | 0
r161 | t3 | 93 | 116.1211 | INF | 0
r161 | t4 | 93 | 93 | INF | 0
r161 | t5 | 93 | 119.6594 | INF | 0
r161 | t6 | 93 | 93 | INF | 0
r161 | t7 | 93 | 93 | INF | 0
r161 | t8 | 93 | 108.6663 | INF | 0
r161 | t9 | 93 | 130.528 | INF | 0
r161 | t10 | 93 | 158.2546 | INF | 0
r161 | t11 | 93 | 120.6619 | INF | 0
r161 | t12 | 93 | 141.2951 | INF | 0
r161 | t13 | 93 | 119.9709 | INF | 0
r161 | t14 | 93 | 137.7736 | INF | 0
r161 | t15 | 93 | 133.4309 | INF | 0
r161 | t16 | 93 | 154.6709 | INF | 0
r161 | t17 | 93 | 143.8342 | INF | 0
r161 | t18 | 93 | 150.3677 | INF | 0
r161 | t19 | 93 | 131.7629 | INF | 0
r161 | t20 | 93 | 131.4117 | INF | 0
r161 | t21 | 93 | 119.1327 | INF | 0
r161 | t22 | 93 | 162.8308 | INF | 0
r161 | t23 | 93 | 117.5688 | INF | 0
r161 | t24 | 93 | 126.4455 | INF | 0
r17 | t1 | 92 | 129.0729 | INF | 0
r17 | t2 | 92 | 129.1973 | INF | 0
r17 | t3 | 92 | 127.6704 | INF | 0
r17 | t4 | 92 | 127.3451 | INF | 0
r17 | t5 | 92 | 127.0537 | INF | 0
r17 | t6 | 92 | 126.7876 | INF | 0
r17 | t7 | 92 | 126.666 | INF | 0
r17 | t8 | 92 | 125.7247 | INF | 0
r17 | t9 | 92 | 131.1561 | INF | 0
r17 | t10 | 92 | 163.0145 | INF | 0
r17 | t11 | 92 | 131.9228 | INF | 0
r17 | t12 | 92 | 142.0561 | INF | 0
r17 | t13 | 92 | 164.0003 | INF | 0
r17 | t14 | 92 | 160.1164 | INF | 0
r17 | t15 | 92 | 135.1581 | INF | 0
r17 | t16 | 92 | 164.418 | INF | 0
r17 | t17 | 92 | 147.7355 | INF | 0
r17 | t18 | 92 | 166.7317 | INF | 0
r17 | t19 | 92 | 145.9358 | INF | 0
r17 | t20 | 92 | 144.9867 | INF | 0
r17 | t21 | 92 | 153.1416 | INF | 0
r17 | t22 | 92 | 167.6543 | INF | 0
r17 | t23 | 92 | 142.8974 | INF | 0
r17 | t24 | 92 | 135.7209 | INF | 0
r171 | t1 | 80 | 111.9419 | INF | 0
r171 | t2 | 80 | 82.1672 | INF | 0
r171 | t3 | 80 | 82.7629 | INF | 0
r171 | t4 | 80 | 85.0262 | INF | 0
r171 | t5 | 80 | 84.5548 | INF | 0
r171 | t6 | 80 | 89.1447 | INF | 0
r171 | t7 | 80 | 80 | INF | 0
r171 | t8 | 80 | 117.6005 | INF | 0
r171 | t9 | 80 | 131.1278 | INF | 0
r171 | t10 | 80 | 162.9326 | INF | 0
r171 | t11 | 80 | 131.6132 | INF | 0
r171 | t12 | 80 | 142.5315 | INF | 0
r171 | t13 | 80 | 163.9017 | INF | 0
r171 | t14 | 80 | 159.6238 | INF | 0
r171 | t15 | 80 | 134.3213 | INF | 0
r171 | t16 | 80 | 163.187 | INF | 0
r171 | t17 | 80 | 148.312 | INF | 0
r171 | t18 | 80 | 166.7418 | INF | 0
r171 | t19 | 80 | 145.7376 | INF | 0
r171 | t20 | 80 | 145.8459 | INF | 0
r171 | t21 | 80 | 153.5232 | INF | 0
r171 | t22 | 80 | 167.7776 | INF | 0
r171 | t23 | 80 | 143.1911 | INF | 0
r171 | t24 | 80 | 136.2785 | INF | 0
r18 | t1 | 86 | 86 | INF | 5.5068e-05
r18 | t2 | 86 | 86 | INF | 2.9046e-05
r18 | t3 | 86 | 86.0901 | INF | 0
r18 | t4 | 86 | 89.9802 | INF | 0
r18 | t5 | 86 | 93.4484 | INF | 0
r18 | t6 | 86 | 96.5588 | INF | 0
r18 | t7 | 86 | 99.2809 | INF | 0
r18 | t8 | 86 | 101.6039 | INF | 0
r18 | t9 | 86 | 131.1182 | INF | 0
r18 | t10 | 86 | 163.1156 | INF | 0
r18 | t11 | 86 | 131.2923 | INF | 0
r18 | t12 | 86 | 142.2996 | INF | 0
r18 | t13 | 86 | 163.807 | INF | 0
r18 | t14 | 86 | 159.5747 | INF | 0
r18 | t15 | 86 | 134.2861 | INF | 0
r18 | t16 | 86 | 151.3265 | INF | 0
r18 | t17 | 86 | 155.5684 | INF | 0
r18 | t18 | 86 | 153.6024 | INF | 0
r18 | t19 | 86 | 130.8635 | INF | 0
r18 | t20 | 86 | 145.7852 | INF | 0
r18 | t21 | 86 | 142.0219 | INF | 0
r18 | t22 | 86 | 160.5203 | INF | 0
r18 | t23 | 86 | 130.87 | INF | 0
r18 | t24 | 86 | 125.5339 | INF | 0
r181 | t1 | 91 | 91 | INF | 0.0060202
r181 | t2 | 91 | 91 | INF | 0.0061049
r181 | t3 | 91 | 91 | INF | 0.0062552
r181 | t4 | 91 | 91 | INF | 0.0063234
r181 | t5 | 91 | 91 | INF | 0.0064012
r181 | t6 | 91 | 91 | INF | 0.0064963
r181 | t7 | 91 | 91 | INF | 0.006606
r181 | t8 | 91 | 91 | INF | 0.006728
r181 | t9 | 91 | 130.9226 | INF | 0
r181 | t10 | 91 | 162.6475 | INF | 0
r181 | t11 | 91 | 130.956 | INF | 0
r181 | t12 | 91 | 143.5181 | INF | 0
r181 | t13 | 91 | 162.6239 | INF | 0
r181 | t14 | 91 | 158.3475 | INF | 0
r181 | t15 | 91 | 133.3645 | INF | 0
r181 | t16 | 91 | 143.0379 | INF | 0
r181 | t17 | 91 | 155.2722 | INF | 0
r181 | t18 | 91 | 144.9101 | INF | 0
r181 | t19 | 91 | 121.649 | INF | 0
r181 | t20 | 91 | 143.3853 | INF | 0
r181 | t21 | 91 | 134.5414 | INF | 0
r181 | t22 | 91 | 159.0714 | INF | 0
r181 | t23 | 91 | 128.2662 | INF | 0
r181 | t24 | 91 | 121.3599 | INF | 0
r19 | t1 | 75 | 75 | INF | 0.0032338
r19 | t2 | 75 | 75 | INF | 0.0032506
r19 | t3 | 75 | 75 | INF | 0.0032846
r19 | t4 | 75 | 75 | INF | 0.0033032
r19 | t5 | 75 | 75 | INF | 0.0033215
r19 | t6 | 75 | 75 | INF | 0.0033358
r19 | t7 | 75 | 75 | INF | 0.0033497
r19 | t8 | 75 | 75 | INF | 0.0033603
r19 | t9 | 75 | 129.6671 | INF | 0
r19 | t10 | 75 | 161.4135 | INF | 0
r19 | t11 | 75 | 130.0835 | INF | 0
r19 | t12 | 75 | 141.493 | INF | 0
r19 | t13 | 75 | 162.308 | INF | 0
r19 | t14 | 75 | 158.0893 | INF | 0
r19 | t15 | 75 | 132.8241 | INF | 0
r19 | t16 | 75 | 151.941 | INF | 0
r19 | t17 | 75 | 153.8369 | INF | 0
r19 | t18 | 75 | 154.5403 | INF | 0
r19 | t19 | 75 | 120.0448 | INF | 0
r19 | t20 | 75 | 135.7126 | INF | 0
r19 | t21 | 75 | 131.6943 | INF | 0
r19 | t22 | 75 | 164.0965 | INF | 0
r19 | t23 | 75 | 117.504 | INF | 0
r19 | t24 | 75 | 125.4179 | INF | 0
r191 | t1 | 87 | 97.7403 | INF | 0
r191 | t2 | 87 | 98.1323 | INF | 0
r191 | t3 | 87 | 98.43 | INF | 0
r191 | t4 | 87 | 98.8411 | INF | 0
r191 | t5 | 87 | 99.3017 | INF | 0
r191 | t6 | 87 | 99.8334 | INF | 0
r191 | t7 | 87 | 100.3851 | INF | 0
r191 | t8 | 87 | 101.0758 | INF | 0
r191 | t9 | 87 | 130.7772 | INF | 0
r191 | t10 | 87 | 162.6658 | INF | 0
r191 | t11 | 87 | 131.3479 | INF | 0
r191 | t12 | 87 | 144.2009 | INF | 0
r191 | t13 | 87 | 163.475 | INF | 0
r191 | t14 | 87 | 159.106 | INF | 0
r191 | t15 | 87 | 133.666 | INF | 0
r191 | t16 | 87 | 158.3781 | INF | 0
r191 | t17 | 87 | 154.8695 | INF | 0
r191 | t18 | 87 | 161.2502 | INF | 0
r191 | t19 | 87 | 137.5387 | INF | 0
r191 | t20 | 87 | 144.401 | INF | 0
r191 | t21 | 87 | 146.9604 | INF | 0
r191 | t22 | 87 | 165.987 | INF | 0
r191 | t23 | 87 | 132.46 | INF | 0
r191 | t24 | 87 | 129.547 | INF | 0

## Charge_s
TOC
Charge_s | (equation) | Niveau de charge Ã la source Ã (t)
n | c | d | t | Lowerbound | Value | Upperbound | Marginal
s | small | p1 | t1 | -INF | 156.0476 | 179 | 0
s | small | p1 | t2 | -INF | 156.0683 | 179 | 0
s | small | p1 | t3 | -INF | 155.5133 | 179 | 0
s | small | p1 | t4 | -INF | 155.5949 | 179 | 0
s | small | p1 | t5 | -INF | 155.6852 | 179 | 0
s | small | p1 | t6 | -INF | 155.7959 | 179 | 0
s | small | p1 | t7 | -INF | 155.9071 | 179 | 0
s | small | p1 | t8 | -INF | 156.0323 | 179 | 0
s | small | p1 | t9 | -INF | 138.5839 | 179 | 0
s | small | p1 | t10 | -INF | 170.4397 | 179 | 0
s | small | p1 | t11 | -INF | 138.5316 | 179 | 0
s | small | p1 | t12 | -INF | 152.1152 | 179 | 0
s | small | p1 | t13 | -INF | 170.4083 | 179 | 0
s | small | p1 | t14 | -INF | 166.0638 | 179 | 0
s | small | p1 | t15 | -INF | 139.5847 | 179 | 0
s | small | p1 | t16 | -INF | 170.8778 | 179 | 0
s | small | p1 | t17 | -INF | 160.9857 | 179 | 0
s | small | p1 | t18 | -INF | 173.1269 | 179 | 0
s | small | p1 | t19 | -INF | 153.0148 | 179 | 0
s | small | p1 | t20 | -INF | 156.7225 | 179 | 0
s | small | p1 | t21 | -INF | 160.9998 | 179 | 0
s | small | p1 | t22 | -INF | 172.2036 | 179 | 0
s | small | p1 | t23 | -INF | 151.7539 | 179 | 0
s | small | p1 | t24 | -INF | 142.9509 | 179 | 0
s | small | p2 | t1 | -INF | 156.0476 | 179 | 0
s | small | p2 | t2 | -INF | 156.0683 | 179 | 0
s | small | p2 | t3 | -INF | 155.5133 | 179 | 0
s | small | p2 | t4 | -INF | 155.5949 | 179 | 0
s | small | p2 | t5 | -INF | 155.6852 | 179 | 0
s | small | p2 | t6 | -INF | 155.7959 | 179 | 0
s | small | p2 | t7 | -INF | 155.9071 | 179 | 0
s | small | p2 | t8 | -INF | 156.0323 | 179 | 0
s | small | p2 | t9 | -INF | 138.5839 | 179 | 0
s | small | p2 | t10 | -INF | 170.4397 | 179 | 0
s | small | p2 | t11 | -INF | 138.5316 | 179 | 0
s | small | p2 | t12 | -INF | 152.1152 | 179 | 0
s | small | p2 | t13 | -INF | 170.4083 | 179 | 0
s | small | p2 | t14 | -INF | 166.0638 | 179 | 0
s | small | p2 | t15 | -INF | 139.5847 | 179 | 0
s | small | p2 | t16 | -INF | 170.8778 | 179 | 0
s | small | p2 | t17 | -INF | 160.9857 | 179 | 0
s | small | p2 | t18 | -INF | 173.1269 | 179 | 0
s | small | p2 | t19 | -INF | 153.0148 | 179 | 0
s | small | p2 | t20 | -INF | 156.7225 | 179 | 0
s | small | p2 | t21 | -INF | 160.9998 | 179 | 0
s | small | p2 | t22 | -INF | 172.2036 | 179 | 0
s | small | p2 | t23 | -INF | 151.7539 | 179 | 0
s | small | p2 | t24 | -INF | 142.9509 | 179 | 0
s | large | p1 | t1 | -INF | 179 | 179 | -0.0065703
s | large | p1 | t2 | -INF | 179 | 179 | -0.0065695
s | large | p1 | t3 | -INF | 179 | 179 | -0.0064759
s | large | p1 | t4 | -INF | 179 | 179 | -0.0064842
s | large | p1 | t5 | -INF | 179 | 179 | -0.0064935
s | large | p1 | t6 | -INF | 179 | 179 | -0.0065055
s | large | p1 | t7 | -INF | 179 | 179 | -0.0065173
s | large | p1 | t8 | -INF | 179 | 179 | -0.0065311
s | large | p1 | t9 | -INF | 139.2326 | 179 | 0
s | large | p1 | t10 | -INF | 178.7033 | 179 | 0
s | large | p1 | t11 | -INF | 140.2208 | 179 | 0
s | large | p1 | t12 | -INF | 153.2311 | 179 | 0
s | large | p1 | t13 | -INF | 171.0571 | 179 | 0
s | large | p1 | t14 | -INF | 166.7126 | 179 | 0
s | large | p1 | t15 | -INF | 140.2335 | 179 | 0
s | large | p1 | t16 | -INF | 179 | 179 | 0
s | large | p1 | t17 | -INF | 162.0839 | 179 | 0
s | large | p1 | t18 | -INF | 175.4343 | 179 | 0
s | large | p1 | t19 | -INF | 155.8596 | 179 | 0
s | large | p1 | t20 | -INF | 169.2829 | 179 | 0
s | large | p1 | t21 | -INF | 173.9547 | 179 | 0
s | large | p1 | t22 | -INF | 172.8524 | 179 | 0
s | large | p1 | t23 | -INF | 154.1013 | 179 | 0
s | large | p1 | t24 | -INF | 143.6486 | 179 | 0
s | large | p2 | t1 | -INF | 179 | 179 | -0.0065703
s | large | p2 | t2 | -INF | 179 | 179 | -0.0065695
s | large | p2 | t3 | -INF | 179 | 179 | -0.0064759
s | large | p2 | t4 | -INF | 179 | 179 | -0.0064842
s | large | p2 | t5 | -INF | 179 | 179 | -0.0064935
s | large | p2 | t6 | -INF | 179 | 179 | -0.0065055
s | large | p2 | t7 | -INF | 179 | 179 | -0.0065173
s | large | p2 | t8 | -INF | 179 | 179 | -0.0065311
s | large | p2 | t9 | -INF | 139.2326 | 179 | 0
s | large | p2 | t10 | -INF | 171.0884 | 179 | 0
s | large | p2 | t11 | -INF | 139.1804 | 179 | 0
s | large | p2 | t12 | -INF | 157.778 | 179 | 0
s | large | p2 | t13 | -INF | 171.0571 | 179 | 0
s | large | p2 | t14 | -INF | 170.1224 | 179 | 0
s | large | p2 | t15 | -INF | 140.2335 | 179 | 0
s | large | p2 | t16 | -INF | 179 | 179 | 0
s | large | p2 | t17 | -INF | 178.336 | 179 | 0
s | large | p2 | t18 | -INF | 178.9968 | 179 | 0
s | large | p2 | t19 | -INF | 173.5393 | 179 | 0
s | large | p2 | t20 | -INF | 160.9273 | 179 | 0
s | large | p2 | t21 | -INF | 170.01 | 179 | 0
s | large | p2 | t22 | -INF | 179 | 179 | 0
s | large | p2 | t23 | -INF | 166.005 | 179 | 0
s | large | p2 | t24 | -INF | 149.0598 | 179 | 0
s | large | p3 | t1 | -INF | 179 | 179 | -0.0065703
s | large | p3 | t2 | -INF | 179 | 179 | -0.0065695
s | large | p3 | t3 | -INF | 179 | 179 | -0.0064759
s | large | p3 | t4 | -INF | 179 | 179 | -0.0064842
s | large | p3 | t5 | -INF | 179 | 179 | -0.0064935
s | large | p3 | t6 | -INF | 179 | 179 | -0.0065055
s | large | p3 | t7 | -INF | 179 | 179 | -0.0065173
s | large | p3 | t8 | -INF | 179 | 179 | -0.0065311
s | large | p3 | t9 | -INF | 139.2326 | 179 | 0
s | large | p3 | t10 | -INF | 172.3404 | 179 | 0
s | large | p3 | t11 | -INF | 139.1804 | 179 | 0
s | large | p3 | t12 | -INF | 159.8371 | 179 | 0
s | large | p3 | t13 | -INF | 179 | 179 | 0
s | large | p3 | t14 | -INF | 176.6787 | 179 | 0
s | large | p3 | t15 | -INF | 140.2335 | 179 | 0
s | large | p3 | t16 | -INF | 179 | 179 | 0
s | large | p3 | t17 | -INF | 162.2689 | 179 | 0
s | large | p3 | t18 | -INF | 179 | 179 | 0
s | large | p3 | t19 | -INF | 158.2302 | 179 | 0
s | large | p3 | t20 | -INF | 157.8775 | 179 | 0
s | large | p3 | t21 | -INF | 164.3404 | 179 | 0
s | large | p3 | t22 | -INF | 178.9991 | 179 | 0
s | large | p3 | t23 | -INF | 168.7086 | 179 | 0
s | large | p3 | t24 | -INF | 148.3746 | 179 | 0
s | large | p4 | t1 | -INF | 179 | 179 | -0.0065703
s | large | p4 | t2 | -INF | 179 | 179 | -0.0065695
s | large | p4 | t3 | -INF | 179 | 179 | -0.0064759
s | large | p4 | t4 | -INF | 179 | 179 | -0.0064842
s | large | p4 | t5 | -INF | 179 | 179 | -0.0064935
s | large | p4 | t6 | -INF | 179 | 179 | -0.0065055
s | large | p4 | t7 | -INF | 179 | 179 | -0.0065173
s | large | p4 | t8 | -INF | 179 | 179 | -0.0065311
s | large | p4 | t9 | -INF | 139.8252 | 179 | 0
s | large | p4 | t10 | -INF | 171.0884 | 179 | 0
s | large | p4 | t11 | -INF | 140.7655 | 179 | 0
s | large | p4 | t12 | -INF | 152.764 | 179 | 0
s | large | p4 | t13 | -INF | 179 | 179 | 0
s | large | p4 | t14 | -INF | 171.373 | 179 | 0
s | large | p4 | t15 | -INF | 142.0696 | 179 | 0
s | large | p4 | t16 | -INF | 174.0002 | 179 | 0
s | large | p4 | t17 | -INF | 161.6345 | 179 | 0
s | large | p4 | t18 | -INF | 174.5215 | 179 | 0
s | large | p4 | t19 | -INF | 154.9422 | 179 | 0
s | large | p4 | t20 | -INF | 178.5815 | 179 | 0
s | large | p4 | t21 | -INF | 179 | 179 | 0
s | large | p4 | t22 | -INF | 176.0463 | 179 | 0
s | large | p4 | t23 | -INF | 158.8238 | 179 | 0
s | large | p4 | t24 | -INF | 157.883 | 179 | 0

## d
TOC
d | (set) | pump number
dim1
p1
p2
p3
p4

## Debit_s
TOC
Debit_s | (equation) | Equilibre des dÃ©bits Ã la source Ã (t)
t | Lowerbound | Value | Upperbound | Marginal
t1 | 0 | 1.9895e-13 | 0 | -0.0086285
t2 | 0 | -1.1369e-13 | 0 | -0.0086278
t3 | 0 | 3.4106e-13 | 0 | -0.0086253
t4 | 0 | -5.6843e-14 | 0 | -0.0086247
t5 | 0 | 5.6843e-14 | 0 | -0.008624
t6 | 0 | -1.9895e-13 | 0 | -0.0086233
t7 | 0 | -1.1369e-13 | 0 | -0.0086225
t8 | 0 | -1.1369e-13 | 0 | -0.0086217
t9 | 0 | 0 | 0 | -0.011751
t10 | 0 | 2.8422e-14 | 0 | -0.011751
t11 | 0 | 0 | 0 | -0.011751
t12 | 0 | 2.8422e-14 | 0 | -0.011751
t13 | 0 | 0 | 0 | -0.011751
t14 | 0 | 5.6843e-14 | 0 | -0.011751
t15 | 0 | 1.1369e-13 | 0 | -0.011751
t16 | 0 | 1.4211e-14 | 0 | -0.011751
t17 | 0 | 2.8422e-14 | 0 | -0.011751
t18 | 0 | -4.2633e-14 | 0 | -0.011751
t19 | 0 | 5.6843e-14 | 0 | -0.011751
t20 | 0 | 1.1369e-13 | 0 | -0.011751
t21 | 0 | 5.6843e-14 | 0 | -0.011751
t22 | 0 | 9.9476e-14 | 0 | -0.011751
t23 | 0 | 5.6843e-14 | 0 | -0.011751
t24 | 0 | -5.6843e-14 | 0 | -0.011751

## degree
TOC
degree | (set) | polynomial degrees
dim1
0
1
2

## demand
TOC
demand | (parameter) | demand in water at each reservoir and each hour (m^3.h^-1)
r | t | Value
r12 | t1 | 9.67
r12 | t2 | 7
r12 | t3 | 4.33
r12 | t4 | 6
r12 | t5 | 6
r12 | t6 | 3.67
r12 | t7 | 2
r12 | t8 | 4
r12 | t9 | 3
r12 | t10 | 9.17
r12 | t11 | 13
r12 | t12 | 17
r12 | t13 | 21
r12 | t14 | 20.67
r12 | t15 | 20.17
r12 | t16 | 18
r12 | t17 | 15.83
r12 | t18 | 17.17
r12 | t19 | 13
r12 | t20 | 13.33
r12 | t21 | 19.5
r12 | t22 | 24.17
r12 | t23 | 22
r12 | t24 | 20
r13 | t1 | 0.83
r13 | t2 | 1.5
r13 | t3 | 1.17
r13 | t4 | 1.5
r13 | t5 | 1.83
r13 | t6 | 1.83
r13 | t7 | 1
r13 | t8 | 1
r13 | t10 | 3.5
r13 | t11 | 2
r13 | t12 | 3
r13 | t13 | 4
r13 | t14 | 3
r13 | t15 | 3
r13 | t16 | 3
r13 | t17 | 2
r13 | t18 | 3
r13 | t19 | 2
r13 | t20 | 2
r13 | t21 | 4
r13 | t22 | 3
r13 | t23 | 3
r13 | t24 | 3
r132 | t1 | 17.17
r132 | t2 | 19.5
r132 | t3 | 16.83
r132 | t4 | 7.67
r132 | t5 | 9
r132 | t6 | 9.67
r132 | t7 | 5.83
r132 | t8 | 11.67
r132 | t9 | 6.5
r132 | t10 | 17
r132 | t11 | 33.67
r132 | t12 | 41
r132 | t13 | 48
r132 | t14 | 37.5
r132 | t15 | 34.67
r132 | t16 | 35.83
r132 | t17 | 35
r132 | t18 | 36.33
r132 | t19 | 29.83
r132 | t20 | 31.5
r132 | t21 | 30.83
r132 | t22 | 37.17
r132 | t23 | 42.67
r132 | t24 | 35.33
r133 | t1 | 56.17
r133 | t2 | 59.33
r133 | t3 | 37.33
r133 | t4 | 31
r133 | t5 | 27
r133 | t6 | 26.33
r133 | t7 | 27
r133 | t8 | 26.5
r133 | t9 | 30.67
r133 | t10 | 45.67
r133 | t11 | 80.83
r133 | t12 | 113
r133 | t13 | 131.33
r133 | t14 | 116
r133 | t15 | 96.33
r133 | t16 | 75
r133 | t17 | 70
r133 | t18 | 65
r133 | t19 | 54
r133 | t20 | 52
r133 | t21 | 79
r133 | t22 | 120.17
r133 | t23 | 115
r133 | t24 | 78
r134 | t1 | 10.83
r134 | t2 | 6.83
r134 | t3 | 5
r134 | t4 | 4.17
r134 | t5 | 3
r134 | t6 | 5.5
r134 | t7 | 2
r134 | t8 | 1
r134 | t9 | 2
r134 | t10 | 6.83
r134 | t11 | 13
r134 | t12 | 19
r134 | t13 | 21
r134 | t14 | 16
r134 | t15 | 15
r134 | t16 | 13
r134 | t17 | 13
r134 | t18 | 6.5
r134 | t19 | 11.83
r134 | t20 | 8
r134 | t21 | 15
r134 | t22 | 20
r134 | t23 | 17
r134 | t24 | 10.67
r14 | t1 | 1.25
r14 | t10 | 4
r14 | t11 | 16
r14 | t12 | 14
r14 | t13 | 1
r14 | t14 | 5.25
r14 | t15 | 3.25
r14 | t16 | 5
r14 | t18 | 2
r14 | t19 | 3
r14 | t21 | 4.5
r14 | t22 | 4.25
r14 | t24 | 4
r15 | t1 | 19
r15 | t2 | 16
r15 | t3 | 8
r15 | t4 | 5
r15 | t5 | 4
r15 | t6 | 4.33
r15 | t7 | 6.33
r15 | t8 | 8.17
r15 | t9 | 6
r15 | t10 | 13
r15 | t11 | 34.67
r15 | t12 | 47
r15 | t13 | 49.17
r15 | t14 | 42.5
r15 | t15 | 37
r15 | t16 | 28.17
r15 | t17 | 31.33
r15 | t18 | 27
r15 | t19 | 23
r15 | t20 | 23
r15 | t21 | 31
r15 | t22 | 46
r15 | t23 | 36.17
r15 | t24 | 24
r151 | t1 | 47.67
r151 | t2 | 34.67
r151 | t3 | 15.33
r151 | t4 | 10.67
r151 | t5 | 10.83
r151 | t6 | 10
r151 | t7 | 10
r151 | t8 | 20.33
r151 | t9 | 18
r151 | t10 | 42.17
r151 | t11 | 96
r151 | t12 | 132
r151 | t13 | 140.5
r151 | t14 | 109
r151 | t15 | 85
r151 | t16 | 82
r151 | t17 | 73
r151 | t18 | 61
r151 | t19 | 58
r151 | t20 | 69
r151 | t21 | 111
r151 | t22 | 140
r151 | t23 | 103
r151 | t24 | 73.17
r16 | t1 | 13
r16 | t2 | 12
r16 | t3 | 10
r16 | t4 | 5
r16 | t5 | 2
r16 | t6 | 1
r16 | t7 | 2
r16 | t8 | 2
r16 | t9 | 2.17
r16 | t10 | 9.17
r16 | t11 | 10
r16 | t12 | 12
r16 | t13 | 13.33
r16 | t14 | 13.33
r16 | t15 | 14.17
r16 | t16 | 15
r16 | t17 | 13
r16 | t18 | 12
r16 | t19 | 13.17
r16 | t20 | 12.33
r16 | t21 | 13.17
r16 | t22 | 14
r16 | t23 | 13
r16 | t24 | 13.83
r161 | t1 | 47.33
r161 | t2 | 53
r161 | t3 | 51.83
r161 | t4 | 28
r161 | t5 | 25
r161 | t6 | 26.67
r161 | t7 | 21.67
r161 | t8 | 16.67
r161 | t9 | 4
r161 | t10 | 42.67
r161 | t11 | 60
r161 | t12 | 63
r161 | t13 | 110.83
r161 | t14 | 84.33
r161 | t15 | 93
r161 | t16 | 67
r161 | t17 | 73
r161 | t18 | 69
r161 | t19 | 56
r161 | t20 | 64
r161 | t21 | 89.5
r161 | t22 | 99
r161 | t23 | 95.83
r161 | t24 | 67
r17 | t1 | 25.17
r17 | t2 | 26.33
r17 | t3 | 10.83
r17 | t4 | 12
r17 | t5 | 12.17
r17 | t6 | 15
r17 | t7 | 13
r17 | t8 | 14
r17 | t9 | 5.67
r17 | t10 | 16.33
r17 | t11 | 42.67
r17 | t12 | 46
r17 | t13 | 56.67
r17 | t14 | 50.67
r17 | t15 | 46
r17 | t16 | 40
r17 | t17 | 34
r17 | t18 | 31
r17 | t19 | 30
r17 | t20 | 33
r17 | t21 | 36
r17 | t22 | 48.17
r17 | t23 | 45
r17 | t24 | 38
r171 | t1 | 10
r171 | t2 | 18.17
r171 | t3 | 13
r171 | t4 | 7.83
r171 | t5 | 4.67
r171 | t6 | 11
r171 | t7 | 6
r171 | t8 | 6
r171 | t9 | 7.5
r171 | t10 | 18
r171 | t11 | 39
r171 | t12 | 38
r171 | t13 | 40
r171 | t14 | 35
r171 | t15 | 33
r171 | t16 | 20
r171 | t17 | 23.83
r171 | t18 | 31
r171 | t19 | 23
r171 | t20 | 17.33
r171 | t21 | 26.67
r171 | t22 | 34.83
r171 | t23 | 21.5
r171 | t24 | 24
r18 | t1 | 8.33
r18 | t2 | 7.67
r18 | t3 | 5.83
r18 | t4 | 3
r18 | t5 | 3.33
r18 | t6 | 3
r18 | t7 | 4.5
r18 | t8 | 6.5
r18 | t9 | 11.17
r18 | t10 | 21.83
r18 | t11 | 26
r18 | t12 | 31
r18 | t13 | 27
r18 | t14 | 24
r18 | t15 | 21
r18 | t16 | 21
r18 | t17 | 16.83
r18 | t18 | 16.5
r18 | t19 | 17
r18 | t20 | 18.67
r18 | t21 | 23.33
r18 | t22 | 21.33
r18 | t23 | 19
r18 | t24 | 15
r181 | t1 | 125.67
r181 | t2 | 149.33
r181 | t3 | 128.67
r181 | t4 | 105.83
r181 | t5 | 93.33
r181 | t6 | 62.5
r181 | t7 | 41.5
r181 | t8 | 26.83
r181 | t9 | 23.33
r181 | t10 | 23.5
r181 | t11 | 21
r181 | t12 | 18
r181 | t13 | 18.33
r181 | t14 | 77.33
r181 | t15 | 137
r181 | t16 | 212.33
r181 | t17 | 200.83
r181 | t18 | 160.17
r181 | t19 | 131.17
r181 | t20 | 129
r181 | t21 | 117.67
r181 | t22 | 103.67
r181 | t23 | 96.17
r181 | t24 | 110.33
r19 | t1 | 60.5
r19 | t2 | 58.83
r19 | t3 | 51.83
r19 | t4 | 39.67
r19 | t5 | 31.33
r19 | t6 | 33
r19 | t7 | 24
r19 | t8 | 31.5
r19 | t9 | 43
r19 | t10 | 29
r19 | t11 | 89.5
r19 | t12 | 95.67
r19 | t13 | 94.83
r19 | t14 | 92.67
r19 | t15 | 83.5
r19 | t16 | 74.5
r19 | t17 | 65.83
r19 | t18 | 70.67
r19 | t19 | 65.5
r19 | t20 | 68.33
r19 | t21 | 78.33
r19 | t22 | 94.33
r19 | t23 | 90.5
r19 | t24 | 81.67
r191 | t1 | 13.75
r191 | t2 | 4.75
r191 | t3 | 25.75
r191 | t4 | 18
r191 | t5 | 15
r191 | t6 | 14
r191 | t8 | 28.25
r191 | t9 | 44
r191 | t10 | 78
r191 | t11 | 122
r191 | t12 | 102
r191 | t13 | 87
r191 | t14 | 81
r191 | t15 | 62
r191 | t16 | 94.75
r191 | t17 | 71
r191 | t18 | 17
r191 | t19 | 37.75
r191 | t20 | 99
r191 | t21 | 117.25
r191 | t22 | 92.75
r191 | t23 | 63
r191 | t24 | 54.25

## Elec_pompe
TOC
Elec_pompe | (equation) | Consommation Ã©lectrique de la pompe (k) Ã (t)
c | d | t | Lowerbound | Value | Upperbound | Marginal
small | p1 | t1 | 0 | 0 | INF | 0.02916
small | p1 | t2 | 0 | 0 | INF | 0.02916
small | p1 | t3 | 0 | 0 | INF | 0.02916
small | p1 | t4 | 0 | 0 | INF | 0.02916
small | p1 | t5 | 0 | 0 | INF | 0.02916
small | p1 | t6 | 0 | 0 | INF | 0.02916
small | p1 | t7 | 0 | 0 | INF | 0.02916
small | p1 | t8 | 0 | 0 | INF | 0.02916
small | p1 | t9 | 0 | 0 | INF | 0.04609
small | p1 | t10 | 0 | 0 | INF | 0.04609
small | p1 | t11 | 0 | 0 | INF | 0.04609
small | p1 | t12 | 0 | 0 | INF | 0.04609
small | p1 | t13 | 0 | 0 | INF | 0.04609
small | p1 | t14 | 0 | 0 | INF | 0.04609
small | p1 | t15 | 0 | 0 | INF | 0.04609
small | p1 | t16 | 0 | 0 | INF | 0.04609
small | p1 | t17 | 0 | 0 | INF | 0.04609
small | p1 | t18 | 0 | 0 | INF | 0.04609
small | p1 | t19 | 0 | 0 | INF | 0.04609
small | p1 | t20 | 0 | 0 | INF | 0.04609
small | p1 | t21 | 0 | 0 | INF | 0.04609
small | p1 | t22 | 0 | 0 | INF | 0.04609
small | p1 | t23 | 0 | 0 | INF | 0.04609
small | p1 | t24 | 0 | 0 | INF | 0.04609
small | p2 | t1 | 0 | 0 | INF | 0.02916
small | p2 | t2 | 0 | 0 | INF | 0.02916
small | p2 | t3 | 0 | 0 | INF | 0.02916
small | p2 | t4 | 0 | 0 | INF | 0.02916
small | p2 | t5 | 0 | 0 | INF | 0.02916
small | p2 | t6 | 0 | 0 | INF | 0.02916
small | p2 | t7 | 0 | 0 | INF | 0.02916
small | p2 | t8 | 0 | 0 | INF | 0.02916
small | p2 | t9 | 0 | 0 | INF | 0.04609
small | p2 | t10 | 0 | 0 | INF | 0.04609
small | p2 | t11 | 0 | 0 | INF | 0.04609
small | p2 | t12 | 0 | 0 | INF | 0.04609
small | p2 | t13 | 0 | 0 | INF | 0.04609
small | p2 | t14 | 0 | 0 | INF | 0.04609
small | p2 | t15 | 0 | 0 | INF | 0.04609
small | p2 | t16 | 0 | 0 | INF | 0.04609
small | p2 | t17 | 0 | 0 | INF | 0.04609
small | p2 | t18 | 0 | 0 | INF | 0.04609
small | p2 | t19 | 0 | 0 | INF | 0.04609
small | p2 | t20 | 0 | 0 | INF | 0.04609
small | p2 | t21 | 0 | 0 | INF | 0.04609
small | p2 | t22 | 0 | 0 | INF | 0.04609
small | p2 | t23 | 0 | 0 | INF | 0.04609
small | p2 | t24 | 0 | 0 | INF | 0.04609
large | p1 | t1 | 0 | -1.4211e-14 | INF | 0.02916
large | p1 | t2 | 0 | -7.1054e-14 | INF | 0.02916
large | p1 | t3 | 0 | -1.4211e-14 | INF | 0.02916
large | p1 | t4 | 0 | -1.4211e-14 | INF | 0.02916
large | p1 | t5 | 0 | -1.4211e-14 | INF | 0.02916
large | p1 | t6 | 0 | -1.4211e-14 | INF | 0.02916
large | p1 | t7 | 0 | -7.1054e-14 | INF | 0.02916
large | p1 | t8 | 0 | 1.4211e-14 | INF | 0.02916
large | p1 | t9 | 0 | 0 | INF | 0.04609
large | p1 | t10 | 0 | -1.4211e-14 | INF | 0.04609
large | p1 | t11 | 0 | -1.4211e-14 | INF | 0.04609
large | p1 | t12 | 0 | 0 | INF | 0.04609
large | p1 | t13 | 0 | 0 | INF | 0.04609
large | p1 | t14 | 0 | 0 | INF | 0.04609
large | p1 | t15 | 0 | 0 | INF | 0.04609
large | p1 | t16 | 0 | 0 | INF | 0.04609
large | p1 | t17 | 0 | 0 | INF | 0.04609
large | p1 | t18 | 0 | -1.4211e-14 | INF | 0.04609
large | p1 | t19 | 0 | 0 | INF | 0.04609
large | p1 | t20 | 0 | -1.4211e-14 | INF | 0.04609
large | p1 | t21 | 0 | -1.4211e-14 | INF | 0.04609
large | p1 | t22 | 0 | 0 | INF | 0.04609
large | p1 | t23 | 0 | 0 | INF | 0.04609
large | p1 | t24 | 0 | 0 | INF | 0.04609
large | p2 | t1 | 0 | -1.4211e-14 | INF | 0.02916
large | p2 | t2 | 0 | -4.2633e-14 | INF | 0.02916
large | p2 | t3 | 0 | -1.4211e-14 | INF | 0.02916
large | p2 | t4 | 0 | -4.2633e-14 | INF | 0.02916
large | p2 | t5 | 0 | -4.2633e-14 | INF | 0.02916
large | p2 | t6 | 0 | -5.6843e-14 | INF | 0.02916
large | p2 | t7 | 0 | -1.4211e-14 | INF | 0.02916
large | p2 | t8 | 0 | -1.4211e-14 | INF | 0.02916
large | p2 | t9 | 0 | 0 | INF | 0.04609
large | p2 | t10 | 0 | 0 | INF | 0.04609
large | p2 | t11 | 0 | 0 | INF | 0.04609
large | p2 | t12 | 0 | 0 | INF | 0.04609
large | p2 | t13 | 0 | 0 | INF | 0.04609
large | p2 | t14 | 0 | 0 | INF | 0.04609
large | p2 | t15 | 0 | 0 | INF | 0.04609
large | p2 | t16 | 0 | -2.8422e-14 | INF | 0.04609
large | p2 | t17 | 0 | -1.4211e-14 | INF | 0.04609
large | p2 | t18 | 0 | -1.4211e-14 | INF | 0.04609
large | p2 | t19 | 0 | 1.4211e-14 | INF | 0.04609
large | p2 | t20 | 0 | 0 | INF | 0.04609
large | p2 | t21 | 0 | 0 | INF | 0.04609
large | p2 | t22 | 0 | -1.4211e-14 | INF | 0.04609
large | p2 | t23 | 0 | -1.4211e-14 | INF | 0.04609
large | p2 | t24 | 0 | 0 | INF | 0.04609
large | p3 | t1 | 0 | -2.8422e-14 | INF | 0.02916
large | p3 | t2 | 0 | -4.2633e-14 | INF | 0.02916
large | p3 | t3 | 0 | 1.4211e-14 | INF | 0.02916
large | p3 | t4 | 0 | -1.4211e-14 | INF | 0.02916
large | p3 | t5 | 0 | -4.2633e-14 | INF | 0.02916
large | p3 | t6 | 0 | -4.2633e-14 | INF | 0.02916
large | p3 | t7 | 0 | -7.1054e-14 | INF | 0.02916
large | p3 | t8 | 0 | -1.4211e-14 | INF | 0.02916
large | p3 | t9 | 0 | 0 | INF | 0.04609
large | p3 | t10 | 0 | 0 | INF | 0.04609
large | p3 | t11 | 0 | 0 | INF | 0.04609
large | p3 | t12 | 0 | 0 | INF | 0.04609
large | p3 | t13 | 0 | -1.4211e-14 | INF | 0.04609
large | p3 | t14 | 0 | -1.4211e-14 | INF | 0.04609
large | p3 | t15 | 0 | 0 | INF | 0.04609
large | p3 | t16 | 0 | -1.4211e-14 | INF | 0.04609
large | p3 | t17 | 0 | 0 | INF | 0.04609
large | p3 | t18 | 0 | -1.4211e-14 | INF | 0.04609
large | p3 | t19 | 0 | 0 | INF | 0.04609
large | p3 | t20 | 0 | -1.4211e-14 | INF | 0.04609
large | p3 | t21 | 0 | -1.4211e-14 | INF | 0.04609
large | p3 | t22 | 0 | -1.4211e-14 | INF | 0.04609
large | p3 | t23 | 0 | 1.4211e-14 | INF | 0.04609
large | p3 | t24 | 0 | 0 | INF | 0.04609
large | p4 | t1 | 0 | -1.4211e-14 | INF | 0.02916
large | p4 | t2 | 0 | -4.2633e-14 | INF | 0.02916
large | p4 | t3 | 0 | -1.4211e-14 | INF | 0.02916
large | p4 | t4 | 0 | -1.4211e-14 | INF | 0.02916
large | p4 | t5 | 0 | -1.4211e-14 | INF | 0.02916
large | p4 | t6 | 0 | -1.4211e-14 | INF | 0.02916
large | p4 | t7 | 0 | -4.2633e-14 | INF | 0.02916
large | p4 | t8 | 0 | -1.4211e-14 | INF | 0.02916
large | p4 | t9 | 0 | -1.4211e-14 | INF | 0.04609
large | p4 | t10 | 0 | 0 | INF | 0.04609
large | p4 | t11 | 0 | -1.4211e-14 | INF | 0.04609
large | p4 | t12 | 0 | 0 | INF | 0.04609
large | p4 | t13 | 0 | -1.4211e-14 | INF | 0.04609
large | p4 | t14 | 0 | -1.4211e-14 | INF | 0.04609
large | p4 | t15 | 0 | 1.4211e-14 | INF | 0.04609
large | p4 | t16 | 0 | 0 | INF | 0.04609
large | p4 | t17 | 0 | 0 | INF | 0.04609
large | p4 | t18 | 0 | -1.4211e-14 | INF | 0.04609
large | p4 | t19 | 0 | 0 | INF | 0.04609
large | p4 | t20 | 0 | 1.4211e-14 | INF | 0.04609
large | p4 | t21 | 0 | -1.4211e-14 | INF | 0.04609
large | p4 | t22 | 0 | 0 | INF | 0.04609
large | p4 | t23 | 0 | -1.4211e-14 | INF | 0.04609
large | p4 | t24 | 0 | -1.4211e-14 | INF | 0.04609

## gamma
TOC
gamma | (parameter) | linear fit of the electrical power (kW) on the flow (m^3.h^-1) for each class of pumps
c | degree | Value
small | 0 | 35.3817
small | 1 | 0.24236
large | 0 | 77.1244
large | 1 | 0.25496

## height
TOC
height | (parameter) | elevation at each node relative to s (m)
n | Value
s | 40
j39 | 68
j14 | 63
j16 | 87
j17 | 99
j19 | 110
j21 | 102
j24 | 87
j26 | 87
j27 | 88
j30 | 48
j2 | 74
j3 | 75
j6 | 56
j7 | 64
j10 | 73
r12 | 91
r13 | 116
r132 | 100
r133 | 81
r134 | 131
r14 | 97
r15 | 61
r151 | 91
r16 | 106
r161 | 93
r17 | 92
r171 | 80
r18 | 86
r181 | 91
r19 | 75
r191 | 87

## j
TOC
j | (set) | junctions
n
j39
j14
j16
j17
j19
j21
j24
j26
j27
j30
j2
j3
j6
j7
j10

## k
TOC
k | (set) | pumps
c | d
small | p1
small | p2
large | p1
large | p2
large | p3
large | p4

## l
TOC
l | (set) | pipes
n | n
s | j39
j39 | j14
j39 | j2
j14 | j16
j14 | r12
j16 | j17
j16 | j24
j17 | j19
j17 | r13
j19 | j21
j19 | r132
j21 | r133
j21 | r134
j24 | j26
j24 | r14
j26 | j27
j26 | j30
j27 | r16
j27 | r161
j30 | r15
j30 | r151
j2 | j3
j2 | j6
j3 | r17
j3 | r171
j6 | j7
j6 | j10
j7 | r19
j7 | r191
j10 | r18
j10 | r181

## n
TOC
n | (set) | nodes
dim1
s
j39
j14
j16
j17
j19
j21
j24
j26
j27
j30
j2
j3
j6
j7
j10
r12
r13
r132
r133
r134
r14
r15
r151
r16
r161
r17
r171
r18
r181
r19
r191

## night
TOC
night | (set) | night periods
t
t1
t2
t3
t4
t5
t6
t7
t8

## Noeud
TOC
Noeud | (equation) | Contrainte dÃ©bit noeud (n) Ã (t)
n | t | Lowerbound | Value | Upperbound | Marginal
j39 | t1 | 0 | 1.1369e-13 | 0 | -0.0089353
j39 | t2 | 0 | -1.1369e-13 | 0 | -0.0089344
j39 | t3 | 0 | -1.1369e-13 | 0 | -0.0089313
j39 | t4 | 0 | 0 | 0 | -0.0089305
j39 | t5 | 0 | 2.2737e-13 | 0 | -0.0089297
j39 | t6 | 0 | 1.1369e-13 | 0 | -0.0089288
j39 | t7 | 0 | 1.1369e-13 | 0 | -0.0089278
j39 | t8 | 0 | 0 | 0 | -0.0089268
j39 | t9 | 0 | 1.4211e-14 | 0 | -0.011751
j39 | t10 | 0 | -2.8422e-14 | 0 | -0.011751
j39 | t11 | 0 | 0 | 0 | -0.011751
j39 | t12 | 0 | -1.4211e-14 | 0 | -0.011751
j39 | t13 | 0 | -5.6843e-14 | 0 | -0.011751
j39 | t14 | 0 | -5.6843e-14 | 0 | -0.011751
j39 | t15 | 0 | -4.2633e-14 | 0 | -0.011751
j39 | t16 | 0 | 0 | 0 | -0.011751
j39 | t17 | 0 | -5.6843e-14 | 0 | -0.011751
j39 | t18 | 0 | 0 | 0 | -0.011751
j39 | t19 | 0 | 5.6843e-14 | 0 | -0.011751
j39 | t20 | 0 | -5.6843e-14 | 0 | -0.011751
j39 | t21 | 0 | -5.6843e-14 | 0 | -0.011751
j39 | t22 | 0 | 2.8422e-14 | 0 | -0.011751
j39 | t23 | 0 | -5.6843e-14 | 0 | -0.011751
j39 | t24 | 0 | 1.1369e-13 | 0 | -0.011751
j14 | t1 | 0 | -3.908e-14 | 0 | -0.0093122
j14 | t2 | 0 | 3.5527e-14 | 0 | -0.0093122
j14 | t3 | 0 | -2.4869e-14 | 0 | -0.0093122
j14 | t4 | 0 | -3.908e-14 | 0 | -0.0093122
j14 | t5 | 0 | -1.1013e-13 | 0 | -0.0093122
j14 | t6 | 0 | 3.1974e-14 | 0 | -0.0093122
j14 | t7 | 0 | 1.2079e-13 | 0 | -0.0093122
j14 | t8 | 0 | -1.279e-13 | 0 | -0.0093122
j14 | t9 | 0 | 0 | 0 | -0.011751
j14 | t10 | 0 | 0 | 0 | -0.011751
j14 | t11 | 0 | 0 | 0 | -0.011751
j14 | t12 | 0 | 0 | 0 | -0.011751
j14 | t13 | 0 | 0 | 0 | -0.011751
j14 | t14 | 0 | 0 | 0 | -0.011751
j14 | t15 | 0 | 0 | 0 | -0.011751
j14 | t16 | 0 | 0 | 0 | -0.011751
j14 | t17 | 0 | 1.4211e-14 | 0 | -0.011751
j14 | t18 | 0 | 0 | 0 | -0.011751
j14 | t19 | 0 | 0 | 0 | -0.011751
j14 | t20 | 0 | 0 | 0 | -0.011751
j14 | t21 | 0 | 2.1316e-14 | 0 | -0.011751
j14 | t22 | 0 | 1.4211e-14 | 0 | -0.011751
j14 | t23 | 0 | -1.4211e-14 | 0 | -0.011751
j14 | t24 | 0 | -3.5527e-14 | 0 | -0.011751
j16 | t1 | 0 | 8.5265e-14 | 0 | -0.0096207
j16 | t2 | 0 | -2.8422e-14 | 0 | -0.0096207
j16 | t3 | 0 | -1.1369e-13 | 0 | -0.0096207
j16 | t4 | 0 | 1.1369e-13 | 0 | -0.0096207
j16 | t5 | 0 | 1.1369e-13 | 0 | -0.0096207
j16 | t6 | 0 | -1.1369e-13 | 0 | -0.0096207
j16 | t7 | 0 | -5.6843e-14 | 0 | -0.0096207
j16 | t8 | 0 | 5.6843e-14 | 0 | -0.0096207
j16 | t9 | 0 | -1.7764e-15 | 0 | -0.011751
j16 | t10 | 0 | 3.5527e-15 | 0 | -0.011751
j16 | t11 | 0 | 0 | 0 | -0.011751
j16 | t12 | 0 | 2.8422e-14 | 0 | -0.011751
j16 | t13 | 0 | 2.8422e-14 | 0 | -0.011751
j16 | t14 | 0 | 0 | 0 | -0.011751
j16 | t15 | 0 | 3.5527e-15 | 0 | -0.011751
j16 | t16 | 0 | 0 | 0 | -0.011751
j16 | t17 | 0 | -1.4211e-14 | 0 | -0.011751
j16 | t18 | 0 | 0 | 0 | -0.011751
j16 | t19 | 0 | 1.4211e-14 | 0 | -0.011751
j16 | t20 | 0 | 2.8422e-14 | 0 | -0.011751
j16 | t21 | 0 | 0 | 0 | -0.011751
j16 | t22 | 0 | -9.2371e-14 | 0 | -0.011751
j16 | t23 | 0 | 2.8422e-14 | 0 | -0.011751
j16 | t24 | 0 | -2.8422e-14 | 0 | -0.011751
j17 | t1 | 0 | 5.3291e-15 | 0 | -0.0099784
j17 | t2 | 0 | -3.0198e-14 | 0 | -0.0099784
j17 | t3 | 0 | 4.9738e-14 | 0 | -0.0099784
j17 | t4 | 0 | 2.0428e-14 | 0 | -0.0099784
j17 | t5 | 0 | 3.8192e-14 | 0 | -0.0099784
j17 | t6 | 0 | 2.8422e-14 | 0 | -0.0099784
j17 | t7 | 0 | -4.885e-14 | 0 | -0.0099784
j17 | t8 | 0 | 1.8652e-14 | 0 | -0.0099784
j17 | t9 | 0 | 0 | 0 | -0.011751
j17 | t10 | 0 | 0 | 0 | -0.011751
j17 | t11 | 0 | 0 | 0 | -0.011751
j17 | t12 | 0 | 0 | 0 | -0.011751
j17 | t13 | 0 | 0 | 0 | -0.011751
j17 | t14 | 0 | 0 | 0 | -0.011751
j17 | t15 | 0 | 0 | 0 | -0.011751
j17 | t16 | 0 | 0 | 0 | -0.011751
j17 | t17 | 0 | 0 | 0 | -0.011751
j17 | t18 | 0 | 0 | 0 | -0.011751
j17 | t19 | 0 | 0 | 0 | -0.011751
j17 | t20 | 0 | 0 | 0 | -0.011751
j17 | t21 | 0 | 0 | 0 | -0.011751
j17 | t22 | 0 | 0 | 0 | -0.011751
j17 | t23 | 0 | 0 | 0 | -0.011751
j17 | t24 | 0 | 0 | 0 | -0.011751
j19 | t1 | 0 | -2.8422e-14 | 0 | -0.010927
j19 | t2 | 0 | 5.3291e-14 | 0 | -0.010927
j19 | t3 | 0 | -3.5527e-14 | 0 | -0.010927
j19 | t4 | 0 | -3.5527e-14 | 0 | -0.010927
j19 | t5 | 0 | -2.8422e-14 | 0 | -0.010927
j19 | t6 | 0 | 0 | 0 | -0.010927
j19 | t7 | 0 | 3.5527e-14 | 0 | -0.010927
j19 | t8 | 0 | -1.4211e-14 | 0 | -0.010927
j19 | t9 | 0 | 0 | 0 | -0.011751
j19 | t10 | 0 | 0 | 0 | -0.011751
j19 | t11 | 0 | 5.3291e-15 | 0 | -0.011751
j19 | t12 | 0 | 0 | 0 | -0.011751
j19 | t13 | 0 | 0 | 0 | -0.011751
j19 | t14 | 0 | 0 | 0 | -0.011751
j19 | t15 | 0 | 0 | 0 | -0.011751
j19 | t16 | 0 | 0 | 0 | -0.011751
j19 | t17 | 0 | 0 | 0 | -0.011751
j19 | t18 | 0 | 0 | 0 | -0.011751
j19 | t19 | 0 | -1.0658e-14 | 0 | -0.011751
j19 | t20 | 0 | -7.1054e-15 | 0 | -0.011751
j19 | t21 | 0 | -1.4211e-14 | 0 | -0.011751
j19 | t22 | 0 | 0 | 0 | -0.011751
j19 | t23 | 0 | 0 | 0 | -0.011751
j19 | t24 | 0 | 0 | 0 | -0.011751
j21 | t1 | 0 | -7.8586e-12 | 0 | -0.012251
j21 | t2 | 0 | -9.77e-15 | 0 | -0.012229
j21 | t3 | 0 | -1.4211e-14 | 0 | -0.011752
j21 | t4 | 0 | 0 | 0 | -0.011751
j21 | t5 | 0 | 5.6843e-14 | 0 | -0.011751
j21 | t6 | 0 | -1.7764e-15 | 0 | -0.011751
j21 | t7 | 0 | -1.4211e-14 | 0 | -0.011751
j21 | t8 | 0 | 7.1054e-14 | 0 | -0.011751
j21 | t9 | 0 | -3.5527e-15 | 0 | -0.011751
j21 | t10 | 0 | 0 | 0 | -0.011751
j21 | t11 | 0 | 0 | 0 | -0.011751
j21 | t12 | 0 | -1.0325e-14 | 0 | -0.011751
j21 | t13 | 0 | 0 | 0 | -0.011751
j21 | t14 | 0 | 1.7764e-14 | 0 | -0.011751
j21 | t15 | 0 | 4.4409e-15 | 0 | -0.011751
j21 | t16 | 0 | 1.954e-14 | 0 | -0.011751
j21 | t17 | 0 | 7.1054e-15 | 0 | -0.011751
j21 | t18 | 0 | 1.7764e-15 | 0 | -0.011751
j21 | t19 | 0 | 1.7764e-15 | 0 | -0.011751
j21 | t20 | 0 | 1.1546e-14 | 0 | -0.011751
j21 | t21 | 0 | -1.7764e-15 | 0 | -0.011751
j21 | t22 | 0 | -3.5527e-15 | 0 | -0.011751
j21 | t23 | 0 | -1.0658e-14 | 0 | -0.011751
j21 | t24 | 0 | 0 | 0 | -0.011751
j24 | t1 | 0 | -5.6843e-14 | 0 | -0.0096207
j24 | t2 | 0 | 2.8422e-14 | 0 | -0.0096207
j24 | t3 | 0 | -3.5527e-14 | 0 | -0.0096207
j24 | t4 | 0 | -5.6843e-14 | 0 | -0.0096207
j24 | t5 | 0 | -2.4869e-14 | 0 | -0.0096207
j24 | t6 | 0 | 1.0658e-14 | 0 | -0.0096207
j24 | t7 | 0 | 3.1974e-14 | 0 | -0.0096207
j24 | t8 | 0 | -5.6843e-14 | 0 | -0.0096207
j24 | t9 | 0 | 0 | 0 | -0.011751
j24 | t10 | 0 | 0 | 0 | -0.011751
j24 | t11 | 0 | 0 | 0 | -0.011751
j24 | t12 | 0 | 0 | 0 | -0.011751
j24 | t13 | 0 | 0 | 0 | -0.011751
j24 | t14 | 0 | 0 | 0 | -0.011751
j24 | t15 | 0 | 0 | 0 | -0.011751
j24 | t16 | 0 | 0 | 0 | -0.011751
j24 | t17 | 0 | 0 | 0 | -0.011751
j24 | t18 | 0 | 0 | 0 | -0.011751
j24 | t19 | 0 | 0 | 0 | -0.011751
j24 | t20 | 0 | 0 | 0 | -0.011751
j24 | t21 | 0 | 0 | 0 | -0.011751
j24 | t22 | 0 | 0 | 0 | -0.011751
j24 | t23 | 0 | 0 | 0 | -0.011751
j24 | t24 | 0 | 0 | 0 | -0.011751
j26 | t1 | 0 | -2.8422e-14 | 0 | -0.0096207
j26 | t2 | 0 | 0 | 0 | -0.0096207
j26 | t3 | 0 | 0 | 0 | -0.0096207
j26 | t4 | 0 | 1.4211e-14 | 0 | -0.0096207
j26 | t5 | 0 | -2.8422e-14 | 0 | -0.0096207
j26 | t6 | 0 | 1.1369e-13 | 0 | -0.0096207
j26 | t7 | 0 | -5.6843e-14 | 0 | -0.0096207
j26 | t8 | 0 | 2.8422e-14 | 0 | -0.0096207
j26 | t9 | 0 | -7.1054e-15 | 0 | -0.011751
j26 | t10 | 0 | 0 | 0 | -0.011751
j26 | t11 | 0 | -1.4211e-14 | 0 | -0.011751
j26 | t12 | 0 | -4.2633e-14 | 0 | -0.011751
j26 | t13 | 0 | -1.4211e-14 | 0 | -0.011751
j26 | t14 | 0 | 0 | 0 | -0.011751
j26 | t15 | 0 | 0 | 0 | -0.011751
j26 | t16 | 0 | 0 | 0 | -0.011751
j26 | t17 | 0 | 2.3162e-15 | 0 | -0.011751
j26 | t18 | 0 | 0 | 0 | -0.011751
j26 | t19 | 0 | 8.8818e-15 | 0 | -0.011751
j26 | t20 | 0 | -2.8422e-14 | 0 | -0.011751
j26 | t21 | 0 | 0 | 0 | -0.011751
j26 | t22 | 0 | 3.5527e-15 | 0 | -0.011751
j26 | t23 | 0 | -1.4211e-14 | 0 | -0.011751
j26 | t24 | 0 | 0 | 0 | -0.011751
j27 | t1 | 0 | 0 | 0 | -0.0096207
j27 | t2 | 0 | 0 | 0 | -0.0096207
j27 | t3 | 0 | 0 | 0 | -0.0096207
j27 | t4 | 0 | 4.2633e-14 | 0 | -0.0096207
j27 | t5 | 0 | 0 | 0 | -0.0096207
j27 | t6 | 0 | -2.8422e-14 | 0 | -0.0096207
j27 | t7 | 0 | -1.4211e-14 | 0 | -0.0096207
j27 | t8 | 0 | 0 | 0 | -0.0096207
j27 | t9 | 0 | 0 | 0 | -0.011751
j27 | t10 | 0 | -3.5527e-15 | 0 | -0.011751
j27 | t11 | 0 | 0 | 0 | -0.011751
j27 | t12 | 0 | 0 | 0 | -0.011751
j27 | t13 | 0 | 0 | 0 | -0.011751
j27 | t14 | 0 | 0 | 0 | -0.011751
j27 | t15 | 0 | 0 | 0 | -0.011751
j27 | t16 | 0 | 0 | 0 | -0.011751
j27 | t17 | 0 | -7.1054e-15 | 0 | -0.011751
j27 | t18 | 0 | 0 | 0 | -0.011751
j27 | t19 | 0 | 0 | 0 | -0.011751
j27 | t20 | 0 | 0 | 0 | -0.011751
j27 | t21 | 0 | 0 | 0 | -0.011751
j27 | t22 | 0 | 0 | 0 | -0.011751
j27 | t23 | 0 | 0 | 0 | -0.011751
j27 | t24 | 0 | 0 | 0 | -0.011751
j30 | t1 | 0 | 0 | 0 | -0.0096207
j30 | t2 | 0 | 4.9738e-14 | 0 | -0.0096207
j30 | t3 | 0 | 2.8422e-14 | 0 | -0.0096207
j30 | t4 | 0 | 0 | 0 | -0.0096207
j30 | t5 | 0 | 0 | 0 | -0.0096207
j30 | t6 | 0 | -2.8422e-14 | 0 | -0.0096207
j30 | t7 | 0 | 1.4211e-14 | 0 | -0.0096207
j30 | t8 | 0 | 0 | 0 | -0.0096207
j30 | t9 | 0 | 0 | 0 | -0.011751
j30 | t10 | 0 | 0 | 0 | -0.011751
j30 | t11 | 0 | 0 | 0 | -0.011751
j30 | t12 | 0 | 0 | 0 | -0.011751
j30 | t13 | 0 | 7.1054e-15 | 0 | -0.011751
j30 | t14 | 0 | 0 | 0 | -0.011751
j30 | t15 | 0 | 0 | 0 | -0.011751
j30 | t16 | 0 | 0 | 0 | -0.011751
j30 | t17 | 0 | 0 | 0 | -0.011751
j30 | t18 | 0 | 0 | 0 | -0.011751
j30 | t19 | 0 | 0 | 0 | -0.011751
j30 | t20 | 0 | 0 | 0 | -0.011751
j30 | t21 | 0 | 0 | 0 | -0.011751
j30 | t22 | 0 | 0 | 0 | -0.011751
j30 | t23 | 0 | 0 | 0 | -0.011751
j30 | t24 | 0 | 0 | 0 | -0.011751
j2 | t1 | 0 | -1.7053e-13 | 0 | -0.0092221
j2 | t2 | 0 | -1.7053e-13 | 0 | -0.0092221
j2 | t3 | 0 | 0 | 0 | -0.0092221
j2 | t4 | 0 | 1.1369e-13 | 0 | -0.0092221
j2 | t5 | 0 | -5.6843e-14 | 0 | -0.0092221
j2 | t6 | 0 | -5.6843e-14 | 0 | -0.0092221
j2 | t7 | 0 | -5.6843e-14 | 0 | -0.0092221
j2 | t8 | 0 | 1.1369e-13 | 0 | -0.0092221
j2 | t9 | 0 | 0 | 0 | -0.011751
j2 | t10 | 0 | 0 | 0 | -0.011751
j2 | t11 | 0 | 0 | 0 | -0.011751
j2 | t12 | 0 | 1.4211e-14 | 0 | -0.011751
j2 | t13 | 0 | 0 | 0 | -0.011751
j2 | t14 | 0 | 0 | 0 | -0.011751
j2 | t15 | 0 | 0 | 0 | -0.011751
j2 | t16 | 0 | 0 | 0 | -0.011751
j2 | t17 | 0 | -4.2633e-14 | 0 | -0.011751
j2 | t18 | 0 | 0 | 0 | -0.011751
j2 | t19 | 0 | 0 | 0 | -0.011751
j2 | t20 | 0 | 2.8422e-14 | 0 | -0.011751
j2 | t21 | 0 | 5.6843e-14 | 0 | -0.011751
j2 | t22 | 0 | -2.8422e-14 | 0 | -0.011751
j2 | t23 | 0 | 5.6843e-14 | 0 | -0.011751
j2 | t24 | 0 | -5.6843e-14 | 0 | -0.011751
j3 | t1 | 0 | 7.1054e-15 | 0 | -0.0092221
j3 | t2 | 0 | -4.2633e-14 | 0 | -0.0092221
j3 | t3 | 0 | -5.6843e-14 | 0 | -0.0092221
j3 | t4 | 0 | -4.2633e-14 | 0 | -0.0092221
j3 | t5 | 0 | 1.4211e-14 | 0 | -0.0092221
j3 | t6 | 0 | 0 | 0 | -0.0092221
j3 | t7 | 0 | 4.2633e-14 | 0 | -0.0092221
j3 | t8 | 0 | 1.0658e-14 | 0 | -0.0092221
j3 | t9 | 0 | 0 | 0 | -0.011751
j3 | t10 | 0 | 0 | 0 | -0.011751
j3 | t11 | 0 | 0 | 0 | -0.011751
j3 | t12 | 0 | 0 | 0 | -0.011751
j3 | t13 | 0 | 0 | 0 | -0.011751
j3 | t14 | 0 | 0 | 0 | -0.011751
j3 | t15 | 0 | 0 | 0 | -0.011751
j3 | t16 | 0 | 0 | 0 | -0.011751
j3 | t17 | 0 | 0 | 0 | -0.011751
j3 | t18 | 0 | 0 | 0 | -0.011751
j3 | t19 | 0 | 0 | 0 | -0.011751
j3 | t20 | 0 | 0 | 0 | -0.011751
j3 | t21 | 0 | 0 | 0 | -0.011751
j3 | t22 | 0 | 0 | 0 | -0.011751
j3 | t23 | 0 | 0 | 0 | -0.011751
j3 | t24 | 0 | 0 | 0 | -0.011751
j6 | t1 | 0 | -2.8422e-14 | 0 | -0.010021
j6 | t2 | 0 | 1.1369e-13 | 0 | -0.010023
j6 | t3 | 0 | 0 | 0 | -0.010025
j6 | t4 | 0 | -2.8422e-14 | 0 | -0.010026
j6 | t5 | 0 | -2.8422e-14 | 0 | -0.010026
j6 | t6 | 0 | 2.8422e-14 | 0 | -0.010027
j6 | t7 | 0 | 0 | 0 | -0.010027
j6 | t8 | 0 | 2.8422e-14 | 0 | -0.010028
j6 | t9 | 0 | 0 | 0 | -0.011751
j6 | t10 | 0 | 0 | 0 | -0.011751
j6 | t11 | 0 | 3.5527e-15 | 0 | -0.011751
j6 | t12 | 0 | 0 | 0 | -0.011751
j6 | t13 | 0 | 0 | 0 | -0.011751
j6 | t14 | 0 | 0 | 0 | -0.011751
j6 | t15 | 0 | 0 | 0 | -0.011751
j6 | t16 | 0 | 0 | 0 | -0.011751
j6 | t17 | 0 | 0 | 0 | -0.011751
j6 | t18 | 0 | 0 | 0 | -0.011751
j6 | t19 | 0 | -2.8422e-14 | 0 | -0.011751
j6 | t20 | 0 | -1.4211e-14 | 0 | -0.011751
j6 | t21 | 0 | -2.8422e-14 | 0 | -0.011751
j6 | t22 | 0 | 0 | 0 | -0.011751
j6 | t23 | 0 | 1.4211e-14 | 0 | -0.011751
j6 | t24 | 0 | 1.4211e-14 | 0 | -0.011751
j7 | t1 | 0 | 2.8422e-14 | 0 | -0.010275
j7 | t2 | 0 | 0 | 0 | -0.010275
j7 | t3 | 0 | -8.5265e-14 | 0 | -0.010275
j7 | t4 | 0 | 5.6843e-14 | 0 | -0.010275
j7 | t5 | 0 | 5.6843e-14 | 0 | -0.010275
j7 | t6 | 0 | -8.5265e-14 | 0 | -0.010275
j7 | t7 | 0 | 8.5265e-14 | 0 | -0.010275
j7 | t8 | 0 | -2.8422e-14 | 0 | -0.010275
j7 | t9 | 0 | 0 | 0 | -0.011751
j7 | t10 | 0 | 0 | 0 | -0.011751
j7 | t11 | 0 | 0 | 0 | -0.011751
j7 | t12 | 0 | -1.4211e-14 | 0 | -0.011751
j7 | t13 | 0 | 0 | 0 | -0.011751
j7 | t14 | 0 | 0 | 0 | -0.011751
j7 | t15 | 0 | 0 | 0 | -0.011751
j7 | t16 | 0 | 0 | 0 | -0.011751
j7 | t17 | 0 | 0 | 0 | -0.011751
j7 | t18 | 0 | -1.4211e-14 | 0 | -0.011751
j7 | t19 | 0 | -1.4211e-14 | 0 | -0.011751
j7 | t20 | 0 | 7.1054e-15 | 0 | -0.011751
j7 | t21 | 0 | 0 | 0 | -0.011751
j7 | t22 | 0 | 0 | 0 | -0.011751
j7 | t23 | 0 | -7.1054e-15 | 0 | -0.011751
j7 | t24 | 0 | 0 | 0 | -0.011751
j10 | t1 | 0 | -2.8422e-14 | 0 | -0.010909
j10 | t2 | 0 | -5.6843e-14 | 0 | -0.010923
j10 | t3 | 0 | 8.5265e-14 | 0 | -0.010938
j10 | t4 | 0 | -5.6843e-14 | 0 | -0.010938
j10 | t5 | 0 | 2.8422e-14 | 0 | -0.010938
j10 | t6 | 0 | 0 | 0 | -0.010938
j10 | t7 | 0 | -8.5265e-14 | 0 | -0.010938
j10 | t8 | 0 | 0 | 0 | -0.010938
j10 | t9 | 0 | 0 | 0 | -0.011751
j10 | t10 | 0 | 0 | 0 | -0.011751
j10 | t11 | 0 | 0 | 0 | -0.011751
j10 | t12 | 0 | 0 | 0 | -0.011751
j10 | t13 | 0 | 0 | 0 | -0.011751
j10 | t14 | 0 | 0 | 0 | -0.011751
j10 | t15 | 0 | 0 | 0 | -0.011751
j10 | t16 | 0 | 0 | 0 | -0.011751
j10 | t17 | 0 | 0 | 0 | -0.011751
j10 | t18 | 0 | 0 | 0 | -0.011751
j10 | t19 | 0 | 0 | 0 | -0.011751
j10 | t20 | 0 | 0 | 0 | -0.011751
j10 | t21 | 0 | 2.8422e-14 | 0 | -0.011751
j10 | t22 | 0 | 1.4211e-14 | 0 | -0.011751
j10 | t23 | 0 | 0 | 0 | -0.011751
j10 | t24 | 0 | 0 | 0 | -0.011751

## Ordre_pompe
TOC
Ordre_pompe | (equation) | Les pompes s allument dans l ordre
c | d | t | Lowerbound | Value | Upperbound | Marginal
small | p1 | t1 | -INF | 0 | 0 | 0
small | p1 | t2 | -INF | 0 | 0 | 0
small | p1 | t3 | -INF | 0 | 0 | 0
small | p1 | t4 | -INF | 0 | 0 | 0
small | p1 | t5 | -INF | 0 | 0 | 0
small | p1 | t6 | -INF | 0 | 0 | 0
small | p1 | t7 | -INF | 0 | 0 | 0
small | p1 | t8 | -INF | 0 | 0 | 0
small | p1 | t9 | -INF | 0 | 0 | 0
small | p1 | t10 | -INF | 0 | 0 | 0
small | p1 | t11 | -INF | 0 | 0 | 0
small | p1 | t12 | -INF | 0 | 0 | 0
small | p1 | t13 | -INF | 0 | 0 | 0
small | p1 | t14 | -INF | 0 | 0 | 0
small | p1 | t15 | -INF | 0 | 0 | 0
small | p1 | t16 | -INF | 0 | 0 | 0
small | p1 | t17 | -INF | 0 | 0 | 0
small | p1 | t18 | -INF | 0 | 0 | 0
small | p1 | t19 | -INF | 0 | 0 | 0
small | p1 | t20 | -INF | 0 | 0 | 0
small | p1 | t21 | -INF | 0 | 0 | 0
small | p1 | t22 | -INF | 0 | 0 | 0
small | p1 | t23 | -INF | 0 | 0 | 0
small | p1 | t24 | -INF | 0 | 0 | 0
small | p2 | t1 | -INF | 0 | 0 | 0
small | p2 | t2 | -INF | 0 | 0 | 0
small | p2 | t3 | -INF | 0 | 0 | 0
small | p2 | t4 | -INF | 0 | 0 | 0
small | p2 | t5 | -INF | 0 | 0 | 0
small | p2 | t6 | -INF | 0 | 0 | 0
small | p2 | t7 | -INF | 0 | 0 | 0
small | p2 | t8 | -INF | 0 | 0 | 0
small | p2 | t9 | -INF | 0 | 0 | 0
small | p2 | t10 | -INF | 0 | 0 | 0
small | p2 | t11 | -INF | 0 | 0 | 0
small | p2 | t12 | -INF | 0 | 0 | 0
small | p2 | t13 | -INF | 0 | 0 | 0
small | p2 | t14 | -INF | 0 | 0 | 0
small | p2 | t15 | -INF | 0 | 0 | 0
small | p2 | t16 | -INF | 0 | 0 | 0
small | p2 | t17 | -INF | 0 | 0 | 0
small | p2 | t18 | -INF | 0 | 0 | 0
small | p2 | t19 | -INF | 0 | 0 | 0
small | p2 | t20 | -INF | 0 | 0 | 0
small | p2 | t21 | -INF | 0 | 0 | 0
small | p2 | t22 | -INF | 0 | 0 | 0
small | p2 | t23 | -INF | 0 | 0 | 0
small | p2 | t24 | -INF | 0 | 0 | 0
large | p1 | t1 | -INF | 0 | 0 | 0
large | p1 | t2 | -INF | 0 | 0 | 0
large | p1 | t3 | -INF | 0 | 0 | 0
large | p1 | t4 | -INF | 0 | 0 | 0
large | p1 | t5 | -INF | 0 | 0 | 0
large | p1 | t6 | -INF | 0 | 0 | 0
large | p1 | t7 | -INF | 0 | 0 | 0
large | p1 | t8 | -INF | 0 | 0 | 0
large | p1 | t9 | -INF | 0 | 0 | 0
large | p1 | t10 | -INF | 0 | 0 | 0
large | p1 | t11 | -INF | 0 | 0 | 0
large | p1 | t12 | -INF | 0 | 0 | 0
large | p1 | t13 | -INF | 0 | 0 | 0
large | p1 | t14 | -INF | 0 | 0 | 0
large | p1 | t15 | -INF | 0 | 0 | 0
large | p1 | t16 | -INF | 0 | 0 | 0
large | p1 | t17 | -INF | 0 | 0 | 0
large | p1 | t18 | -INF | 0 | 0 | 0
large | p1 | t19 | -INF | 0 | 0 | 0
large | p1 | t20 | -INF | 0 | 0 | 0
large | p1 | t21 | -INF | 0 | 0 | 0
large | p1 | t22 | -INF | 0 | 0 | 0
large | p1 | t23 | -INF | 0 | 0 | 0
large | p1 | t24 | -INF | 0 | 0 | 0
large | p2 | t1 | -INF | 0 | 0 | 0
large | p2 | t2 | -INF | 0 | 0 | 0
large | p2 | t3 | -INF | 0 | 0 | 0
large | p2 | t4 | -INF | 0 | 0 | 0
large | p2 | t5 | -INF | 0 | 0 | 0
large | p2 | t6 | -INF | 0 | 0 | 0
large | p2 | t7 | -INF | 0 | 0 | 0
large | p2 | t8 | -INF | 0 | 0 | 0
large | p2 | t9 | -INF | 0 | 0 | 0
large | p2 | t10 | -INF | 0 | 0 | 0
large | p2 | t11 | -INF | 0 | 0 | 0
large | p2 | t12 | -INF | 0 | 0 | 0
large | p2 | t13 | -INF | 0 | 0 | 0
large | p2 | t14 | -INF | 0 | 0 | 0
large | p2 | t15 | -INF | 0 | 0 | 0
large | p2 | t16 | -INF | 0 | 0 | 0
large | p2 | t17 | -INF | 0 | 0 | 0
large | p2 | t18 | -INF | 0 | 0 | 0
large | p2 | t19 | -INF | 0 | 0 | 0
large | p2 | t20 | -INF | 0 | 0 | 0
large | p2 | t21 | -INF | 0 | 0 | 0
large | p2 | t22 | -INF | 0 | 0 | 0
large | p2 | t23 | -INF | 0 | 0 | 0
large | p2 | t24 | -INF | 0 | 0 | 0
large | p3 | t1 | -INF | 0 | 0 | 0
large | p3 | t2 | -INF | 0 | 0 | 0
large | p3 | t3 | -INF | 0 | 0 | 0
large | p3 | t4 | -INF | 0 | 0 | 0
large | p3 | t5 | -INF | 0 | 0 | 0
large | p3 | t6 | -INF | 0 | 0 | 0
large | p3 | t7 | -INF | 0 | 0 | 0
large | p3 | t8 | -INF | 0 | 0 | 0
large | p3 | t9 | -INF | 0 | 0 | 0
large | p3 | t10 | -INF | 0 | 0 | 0
large | p3 | t11 | -INF | 0 | 0 | 0
large | p3 | t12 | -INF | 0 | 0 | 0
large | p3 | t13 | -INF | 0 | 0 | 0
large | p3 | t14 | -INF | 0 | 0 | 0
large | p3 | t15 | -INF | 0 | 0 | 0
large | p3 | t16 | -INF | 0 | 0 | 0
large | p3 | t17 | -INF | 0 | 0 | 0
large | p3 | t18 | -INF | 0 | 0 | 0
large | p3 | t19 | -INF | 0 | 0 | 0
large | p3 | t20 | -INF | 0 | 0 | 0
large | p3 | t21 | -INF | 0 | 0 | 0
large | p3 | t22 | -INF | 0 | 0 | 0
large | p3 | t23 | -INF | 0 | 0 | 0
large | p3 | t24 | -INF | 0 | 0 | 0
large | p4 | t1 | -INF | -1 | 0 | 0
large | p4 | t2 | -INF | -1 | 0 | 0
large | p4 | t3 | -INF | -1 | 0 | 0
large | p4 | t4 | -INF | -1 | 0 | 0
large | p4 | t5 | -INF | -1 | 0 | 0
large | p4 | t6 | -INF | -1 | 0 | 0
large | p4 | t7 | -INF | -1 | 0 | 0
large | p4 | t8 | -INF | -1 | 0 | 0
large | p4 | t9 | -INF | -1 | 0 | 0
large | p4 | t10 | -INF | -1 | 0 | 0
large | p4 | t11 | -INF | -1 | 0 | 0
large | p4 | t12 | -INF | -1 | 0 | 0
large | p4 | t13 | -INF | -1 | 0 | 0
large | p4 | t14 | -INF | -1 | 0 | 0
large | p4 | t15 | -INF | -1 | 0 | 0
large | p4 | t16 | -INF | -1 | 0 | 0
large | p4 | t17 | -INF | -1 | 0 | 0
large | p4 | t18 | -INF | -1 | 0 | 0
large | p4 | t19 | -INF | -1 | 0 | 0
large | p4 | t20 | -INF | -1 | 0 | 0
large | p4 | t21 | -INF | -1 | 0 | 0
large | p4 | t22 | -INF | -1 | 0 | 0
large | p4 | t23 | -INF | -1 | 0 | 0
large | p4 | t24 | -INF | -1 | 0 | 0

## Perte_charge
TOC
Perte_charge | (equation) | Perte charge (n n) Ã (t)
n | n | t | Lowerbound | Value | Upperbound | Marginal
s | j39 | t1 | 0 | -6.2172e-15 | 0 | 0.026281
s | j39 | t2 | 0 | 0 | 0 | 0.026278
s | j39 | t3 | 0 | 7.9936e-15 | 0 | 0.025904
s | j39 | t4 | 0 | -1.1546e-14 | 0 | 0.025937
s | j39 | t5 | 0 | 1.1546e-14 | 0 | 0.025974
s | j39 | t6 | 0 | 7.1054e-15 | 0 | 0.026022
s | j39 | t7 | 0 | -1.7764e-15 | 0 | 0.026069
s | j39 | t8 | 0 | -9.77e-15 | 0 | 0.026125
s | j39 | t9 | 0 | 1.4065e-14 | 0 | 0
s | j39 | t10 | 0 | 1.2046e-14 | 0 | 0
s | j39 | t11 | 0 | 1.9984e-15 | 0 | 0
s | j39 | t12 | 0 | 3.9968e-15 | 0 | 0
s | j39 | t13 | 0 | 1.6542e-14 | 0 | 0
s | j39 | t14 | 0 | 5.5511e-15 | 0 | 0
s | j39 | t15 | 0 | -1.8652e-14 | 0 | 0
s | j39 | t16 | 0 | -1.4433e-14 | 0 | 0
s | j39 | t17 | 0 | -1.1768e-14 | 0 | 0
s | j39 | t18 | 0 | -1.0547e-14 | 0 | 0
s | j39 | t19 | 0 | -1.4433e-14 | 0 | 0
s | j39 | t20 | 0 | -1.1102e-15 | 0 | 0
s | j39 | t21 | 0 | -1.4211e-14 | 0 | 0
s | j39 | t22 | 0 | 4.2188e-15 | 0 | 0
s | j39 | t23 | 0 | -1.4211e-14 | 0 | 0
s | j39 | t24 | 0 | 0 | 0 | 0
j39 | j14 | t1 | 0 | 2.6645e-15 | 0 | 0.016972
j39 | j14 | t2 | 0 | -7.9936e-15 | 0 | 0.016894
j39 | j14 | t3 | 0 | -1.5987e-14 | 0 | 0.016364
j39 | j14 | t4 | 0 | 3.5527e-15 | 0 | 0.01631
j39 | j14 | t5 | 0 | -8.8818e-15 | 0 | 0.016251
j39 | j14 | t6 | 0 | 1.2434e-14 | 0 | 0.01619
j39 | j14 | t7 | 0 | -1.7764e-15 | 0 | 0.016113
j39 | j14 | t8 | 0 | -1.0658e-14 | 0 | 0.016036
j39 | j14 | t9 | 0 | -6.5781e-15 | 0 | 0
j39 | j14 | t10 | 0 | 3.1086e-15 | 0 | 0
j39 | j14 | t11 | 0 | -5.4956e-15 | 0 | 0
j39 | j14 | t12 | 0 | -1.4211e-14 | 0 | 0
j39 | j14 | t13 | 0 | -9.3259e-15 | 0 | 0
j39 | j14 | t14 | 0 | -5.3291e-15 | 0 | 0
j39 | j14 | t15 | 0 | 1.7014e-14 | 0 | 0
j39 | j14 | t16 | 0 | -8.8818e-15 | 0 | 0
j39 | j14 | t17 | 0 | 4.6629e-15 | 0 | 0
j39 | j14 | t18 | 0 | 8.3267e-15 | 0 | 0
j39 | j14 | t19 | 0 | 1.9318e-14 | 0 | 0
j39 | j14 | t20 | 0 | -1.0658e-14 | 0 | 0
j39 | j14 | t21 | 0 | 6.2172e-15 | 0 | 0
j39 | j14 | t22 | 0 | -1.2879e-14 | 0 | 0
j39 | j14 | t23 | 0 | 2.0872e-14 | 0 | 0
j39 | j14 | t24 | 0 | -6.6613e-15 | 0 | 0
j39 | j2 | t1 | 0 | 3.5527e-15 | 0 | 0.0093091
j39 | j2 | t2 | 0 | -1.7764e-15 | 0 | 0.0093846
j39 | j2 | t3 | 0 | 1.7764e-15 | 0 | 0.0095398
j39 | j2 | t4 | 0 | 3.5527e-15 | 0 | 0.0096266
j39 | j2 | t5 | 0 | -7.1054e-15 | 0 | 0.0097227
j39 | j2 | t6 | 0 | 1.5987e-14 | 0 | 0.0098321
j39 | j2 | t7 | 0 | 2.1316e-14 | 0 | 0.0099557
j39 | j2 | t8 | 0 | -8.8818e-15 | 0 | 0.010088
j39 | j2 | t9 | 0 | 0 | 0 | 0
j39 | j2 | t10 | 0 | 0 | 0 | 0
j39 | j2 | t11 | 0 | -8.5669e-15 | 0 | 0
j39 | j2 | t12 | 0 | -3.4972e-14 | 0 | 0
j39 | j2 | t13 | 0 | 0 | 0 | 0
j39 | j2 | t14 | 0 | 0 | 0 | 0
j39 | j2 | t15 | 0 | 0 | 0 | 0
j39 | j2 | t16 | 0 | 5.107e-15 | 0 | 0
j39 | j2 | t17 | 0 | -5.5511e-15 | 0 | 0
j39 | j2 | t18 | 0 | 7.7716e-15 | 0 | 0
j39 | j2 | t19 | 0 | 5.107e-15 | 0 | 0
j39 | j2 | t20 | 0 | -4.4409e-15 | 0 | 0
j39 | j2 | t21 | 0 | -2.2204e-15 | 0 | 0
j39 | j2 | t22 | 0 | -3.9413e-15 | 0 | 0
j39 | j2 | t23 | 0 | 2.2649e-14 | 0 | 0
j39 | j2 | t24 | 0 | 0 | 0 | 0
j14 | j16 | t1 | 0 | -1.0658e-14 | 0 | 0.016972
j14 | j16 | t2 | 0 | 8.4377e-15 | 0 | 0.016894
j14 | j16 | t3 | 0 | 2.3537e-14 | 0 | 0.016364
j14 | j16 | t4 | 0 | -2.2204e-14 | 0 | 0.01631
j14 | j16 | t5 | 0 | 7.9936e-15 | 0 | 0.016251
j14 | j16 | t6 | 0 | -1.4211e-14 | 0 | 0.01619
j14 | j16 | t7 | 0 | 1.3323e-15 | 0 | 0.016113
j14 | j16 | t8 | 0 | 1.4655e-14 | 0 | 0.016036
j14 | j16 | t9 | 0 | -1.1033e-14 | 0 | 0
j14 | j16 | t10 | 0 | 9.992e-15 | 0 | 0
j14 | j16 | t11 | 0 | -8.1601e-15 | 0 | 0
j14 | j16 | t12 | 0 | -7.8826e-15 | 0 | 0
j14 | j16 | t13 | 0 | 1.3323e-14 | 0 | 0
j14 | j16 | t14 | 0 | 0 | 0 | 0
j14 | j16 | t15 | 0 | -2.6645e-15 | 0 | 0
j14 | j16 | t16 | 0 | 5.7732e-15 | 0 | 0
j14 | j16 | t17 | 0 | 1.199e-14 | 0 | 0
j14 | j16 | t18 | 0 | -1.5543e-15 | 0 | 0
j14 | j16 | t19 | 0 | -1.3767e-14 | 0 | 0
j14 | j16 | t20 | 0 | -1.0658e-14 | 0 | 0
j14 | j16 | t21 | 0 | 9.3259e-15 | 0 | 0
j14 | j16 | t22 | 0 | -1.7764e-15 | 0 | 0
j14 | j16 | t23 | 0 | 1.7764e-15 | 0 | 0
j14 | j16 | t24 | 0 | 6.4393e-15 | 0 | 0
j14 | r12 | t1 | 0 | 5.7732e-15 | 0 | 0
j14 | r12 | t2 | 0 | -3.5083e-14 | 0 | 0
j14 | r12 | t3 | 0 | 2.1316e-14 | 0 | 0
j14 | r12 | t4 | 0 | 2.6645e-15 | 0 | 0
j14 | r12 | t5 | 0 | 0 | 0 | 0
j14 | r12 | t6 | 0 | -9.77e-15 | 0 | 0
j14 | r12 | t7 | 0 | -3.6415e-14 | 0 | 0
j14 | r12 | t8 | 0 | 2.7534e-14 | 0 | 0
j14 | r12 | t9 | 0 | 9.2213e-15 | 0 | 0
j14 | r12 | t10 | 0 | 0 | 0 | 0
j14 | r12 | t11 | 0 | 0 | 0 | 0
j14 | r12 | t12 | 0 | 0 | 0 | 0
j14 | r12 | t13 | 0 | 0 | 0 | 0
j14 | r12 | t14 | 0 | 0 | 0 | 0
j14 | r12 | t15 | 0 | 0 | 0 | 0
j14 | r12 | t16 | 0 | 0 | 0 | 0
j14 | r12 | t17 | 0 | 0 | 0 | 0
j14 | r12 | t18 | 0 | 0 | 0 | 0
j14 | r12 | t19 | 0 | 0 | 0 | 0
j14 | r12 | t20 | 0 | 0 | 0 | 0
j14 | r12 | t21 | 0 | -1.3767e-14 | 0 | 0
j14 | r12 | t22 | 0 | -3.5527e-15 | 0 | 0
j14 | r12 | t23 | 0 | -3.1086e-15 | 0 | 0
j14 | r12 | t24 | 0 | -4.885e-15 | 0 | 0
j16 | j17 | t1 | 0 | 1.8208e-14 | 0 | 0.016972
j16 | j17 | t2 | 0 | 0 | 0 | 0.016894
j16 | j17 | t3 | 0 | -1.7764e-15 | 0 | 0.016364
j16 | j17 | t4 | 0 | 1.843e-14 | 0 | 0.01631
j16 | j17 | t5 | 0 | -1.2657e-14 | 0 | 0.016251
j16 | j17 | t6 | 0 | -1.5543e-15 | 0 | 0.01619
j16 | j17 | t7 | 0 | -6.6613e-15 | 0 | 0.016113
j16 | j17 | t8 | 0 | 3.7748e-15 | 0 | 0.016036
j16 | j17 | t9 | 0 | 1.3434e-14 | 0 | 0
j16 | j17 | t10 | 0 | -1.8652e-14 | 0 | 0
j16 | j17 | t11 | 0 | 1.6626e-14 | 0 | 0
j16 | j17 | t12 | 0 | 2.6645e-14 | 0 | 0
j16 | j17 | t13 | 0 | -1.1102e-14 | 0 | 0
j16 | j17 | t14 | 0 | 4.885e-15 | 0 | 0
j16 | j17 | t15 | 0 | -1.3212e-14 | 0 | 0
j16 | j17 | t16 | 0 | -2.7534e-14 | 0 | 0
j16 | j17 | t17 | 0 | -2.3537e-14 | 0 | 0
j16 | j17 | t18 | 0 | 5.9813e-15 | 0 | 0
j16 | j17 | t19 | 0 | -1.2434e-14 | 0 | 0
j16 | j17 | t20 | 0 | 4.2188e-15 | 0 | 0
j16 | j17 | t21 | 0 | -7.5495e-15 | 0 | 0
j16 | j17 | t22 | 0 | -1.2879e-14 | 0 | 0
j16 | j17 | t23 | 0 | -4.885e-15 | 0 | 0
j16 | j17 | t24 | 0 | -1.9762e-14 | 0 | 0
j16 | j24 | t1 | 0 | 4.6629e-15 | 0 | 0
j16 | j24 | t2 | 0 | -1.4239e-14 | 0 | 0
j16 | j24 | t3 | 0 | -1.7583e-14 | 0 | 0
j16 | j24 | t4 | 0 | 9.2218e-15 | 0 | 0
j16 | j24 | t5 | 0 | 6.6752e-15 | 0 | 0
j16 | j24 | t6 | 0 | 3.6637e-15 | 0 | 0
j16 | j24 | t7 | 0 | 8.6875e-15 | 0 | 0
j16 | j24 | t8 | 0 | -6.2519e-15 | 0 | 0
j16 | j24 | t9 | 0 | 0 | 0 | 0
j16 | j24 | t10 | 0 | -7.2524e-15 | 0 | 0
j16 | j24 | t11 | 0 | 1.1853e-14 | 0 | 0
j16 | j24 | t12 | 0 | 1.4562e-14 | 0 | 0
j16 | j24 | t13 | 0 | -1.2941e-15 | 0 | 0
j16 | j24 | t14 | 0 | 1.4946e-14 | 0 | 0
j16 | j24 | t15 | 0 | -9.0051e-15 | 0 | 0
j16 | j24 | t16 | 0 | -1.3522e-14 | 0 | 0
j16 | j24 | t17 | 0 | -1.0603e-14 | 0 | 0
j16 | j24 | t18 | 0 | -8.8436e-15 | 0 | 0
j16 | j24 | t19 | 0 | -1.216e-14 | 0 | 0
j16 | j24 | t20 | 0 | 9.4785e-15 | 0 | 0
j16 | j24 | t21 | 0 | -9.8775e-15 | 0 | 0
j16 | j24 | t22 | 0 | -1.878e-14 | 0 | 0
j16 | j24 | t23 | 0 | -2.183e-14 | 0 | 0
j16 | j24 | t24 | 0 | -1.8724e-14 | 0 | 0
j17 | j19 | t1 | 0 | 6.0263e-13 | 0 | 0.016972
j17 | j19 | t2 | 0 | -2.3093e-14 | 0 | 0.016894
j17 | j19 | t3 | 0 | -1.0214e-14 | 0 | 0.016364
j17 | j19 | t4 | 0 | -8.8818e-15 | 0 | 0.01631
j17 | j19 | t5 | 0 | 1.0658e-14 | 0 | 0.016251
j17 | j19 | t6 | 0 | 1.2434e-14 | 0 | 0.01619
j17 | j19 | t7 | 0 | 1.954e-14 | 0 | 0.016113
j17 | j19 | t8 | 0 | -9.77e-15 | 0 | 0.016036
j17 | j19 | t9 | 0 | -1.5432e-14 | 0 | 0
j17 | j19 | t10 | 0 | 2.4869e-14 | 0 | 0
j17 | j19 | t11 | 0 | -1.1102e-14 | 0 | 0
j17 | j19 | t12 | 0 | 0 | 0 | 0
j17 | j19 | t13 | 0 | -1.2434e-14 | 0 | 0
j17 | j19 | t14 | 0 | 1.7764e-15 | 0 | 0
j17 | j19 | t15 | 0 | 1.2212e-15 | 0 | 0
j17 | j19 | t16 | 0 | 1.7764e-15 | 0 | 0
j17 | j19 | t17 | 0 | 1.3545e-14 | 0 | 0
j17 | j19 | t18 | 0 | -8.3544e-15 | 0 | 0
j17 | j19 | t19 | 0 | 0 | 0 | 0
j17 | j19 | t20 | 0 | 1.6875e-14 | 0 | 0
j17 | j19 | t21 | 0 | 1.7764e-15 | 0 | 0
j17 | j19 | t22 | 0 | 1.5987e-14 | 0 | 0
j17 | j19 | t23 | 0 | -6.2172e-15 | 0 | 0
j17 | j19 | t24 | 0 | 1.6431e-14 | 0 | 0
j17 | r13 | t1 | 0 | -5.7732e-14 | 0 | 0
j17 | r13 | t2 | 0 | -5.4179e-14 | 0 | 0
j17 | r13 | t3 | 0 | -8.8818e-15 | 0 | 0
j17 | r13 | t4 | 0 | 2.6645e-15 | 0 | 0
j17 | r13 | t5 | 0 | 3.5527e-15 | 0 | 0
j17 | r13 | t6 | 0 | 1.954e-14 | 0 | 0
j17 | r13 | t7 | 0 | 1.954e-14 | 0 | 0
j17 | r13 | t8 | 0 | -1.5099e-14 | 0 | 0
j17 | r13 | t9 | 0 | 0 | 0 | 0
j17 | r13 | t10 | 0 | 0 | 0 | 0
j17 | r13 | t11 | 0 | 0 | 0 | 0
j17 | r13 | t12 | 0 | 0 | 0 | 0
j17 | r13 | t13 | 0 | 0 | 0 | 0
j17 | r13 | t14 | 0 | 0 | 0 | 0
j17 | r13 | t15 | 0 | 0 | 0 | 0
j17 | r13 | t16 | 0 | 0 | 0 | 0
j17 | r13 | t17 | 0 | 0 | 0 | 0
j17 | r13 | t18 | 0 | 0 | 0 | 0
j17 | r13 | t19 | 0 | 0 | 0 | 0
j17 | r13 | t20 | 0 | 0 | 0 | 0
j17 | r13 | t21 | 0 | 0 | 0 | 0
j17 | r13 | t22 | 0 | 0 | 0 | 0
j17 | r13 | t23 | 0 | 0 | 0 | 0
j17 | r13 | t24 | 0 | 0 | 0 | 0
j19 | j21 | t1 | 0 | -6.124e-13 | 0 | 0.016972
j19 | j21 | t2 | 0 | 1.7764e-15 | 0 | 0.016894
j19 | j21 | t3 | 0 | -8.4377e-15 | 0 | 0.016364
j19 | j21 | t4 | 0 | 1.2657e-14 | 0 | 0.01631
j19 | j21 | t5 | 0 | -1.9096e-14 | 0 | 0.016251
j19 | j21 | t6 | 0 | -1.2657e-14 | 0 | 0.01619
j19 | j21 | t7 | 0 | -3.3307e-15 | 0 | 0.016113
j19 | j21 | t8 | 0 | 7.1054e-15 | 0 | 0.016036
j19 | j21 | t9 | 0 | 3.7748e-15 | 0 | 0
j19 | j21 | t10 | 0 | -3.5527e-15 | 0 | 0
j19 | j21 | t11 | 0 | 1.088e-14 | 0 | 0
j19 | j21 | t12 | 0 | -4.4409e-15 | 0 | 0
j19 | j21 | t13 | 0 | -1.7764e-15 | 0 | 0
j19 | j21 | t14 | 0 | 7.1054e-15 | 0 | 0
j19 | j21 | t15 | 0 | 1.4655e-14 | 0 | 0
j19 | j21 | t16 | 0 | -1.4211e-14 | 0 | 0
j19 | j21 | t17 | 0 | -9.5479e-15 | 0 | 0
j19 | j21 | t18 | 0 | -1.1657e-15 | 0 | 0
j19 | j21 | t19 | 0 | 1.5099e-14 | 0 | 0
j19 | j21 | t20 | 0 | -7.1054e-15 | 0 | 0
j19 | j21 | t21 | 0 | -1.7764e-15 | 0 | 0
j19 | j21 | t22 | 0 | 2.4869e-14 | 0 | 0
j19 | j21 | t23 | 0 | 4.4409e-15 | 0 | 0
j19 | j21 | t24 | 0 | -8.2157e-15 | 0 | 0
j19 | r132 | t1 | 0 | -6.2095e-13 | 0 | 0
j19 | r132 | t2 | 0 | 1.6653e-15 | 0 | 0
j19 | r132 | t3 | 0 | 4.885e-15 | 0 | 0
j19 | r132 | t4 | 0 | 4.885e-15 | 0 | 0
j19 | r132 | t5 | 0 | -1.2879e-14 | 0 | 0
j19 | r132 | t6 | 0 | -5.3291e-15 | 0 | 0
j19 | r132 | t7 | 0 | 5.7732e-15 | 0 | 0
j19 | r132 | t8 | 0 | 2.1316e-14 | 0 | 0
j19 | r132 | t9 | 0 | 0 | 0 | 0
j19 | r132 | t10 | 0 | 0 | 0 | 0
j19 | r132 | t11 | 0 | 6.6874e-15 | 0 | 0
j19 | r132 | t12 | 0 | -1.0505e-14 | 0 | 0
j19 | r132 | t13 | 0 | 0 | 0 | 0
j19 | r132 | t14 | 0 | 0 | 0 | 0
j19 | r132 | t15 | 0 | 0 | 0 | 0
j19 | r132 | t16 | 0 | 0 | 0 | 0
j19 | r132 | t17 | 0 | 0 | 0 | 0
j19 | r132 | t18 | 0 | 0 | 0 | 0
j19 | r132 | t19 | 0 | 2.0761e-14 | 0 | 0
j19 | r132 | t20 | 0 | 4.6629e-15 | 0 | 0
j19 | r132 | t21 | 0 | 0 | 0 | 0
j19 | r132 | t22 | 0 | 0 | 0 | 0
j19 | r132 | t23 | 0 | 0 | 0 | 0
j19 | r132 | t24 | 0 | 4.885e-15 | 0 | 0
j21 | r133 | t1 | 0 | 6.6613e-15 | 0 | 0
j21 | r133 | t2 | 0 | 4.774e-15 | 0 | 0
j21 | r133 | t3 | 0 | 7.6328e-15 | 0 | 0
j21 | r133 | t4 | 0 | -1.1102e-14 | 0 | 0
j21 | r133 | t5 | 0 | 2.4369e-14 | 0 | 0
j21 | r133 | t6 | 0 | 1.4905e-14 | 0 | 0
j21 | r133 | t7 | 0 | 5.107e-15 | 0 | 0
j21 | r133 | t8 | 0 | 6.1062e-15 | 0 | 0
j21 | r133 | t9 | 0 | -8.9373e-15 | 0 | 0
j21 | r133 | t10 | 0 | -3.9968e-15 | 0 | 0
j21 | r133 | t11 | 0 | -1.0325e-14 | 0 | 0
j21 | r133 | t12 | 0 | 3.5527e-15 | 0 | 0
j21 | r133 | t13 | 0 | 7.9936e-15 | 0 | 0
j21 | r133 | t14 | 0 | -9.77e-15 | 0 | 0
j21 | r133 | t15 | 0 | -8.5487e-15 | 0 | 0
j21 | r133 | t16 | 0 | 8.4377e-15 | 0 | 0
j21 | r133 | t17 | 0 | 1.3323e-14 | 0 | 0
j21 | r133 | t18 | 0 | -6.2242e-15 | 0 | 0
j21 | r133 | t19 | 0 | 0 | 0 | 0
j21 | r133 | t20 | 0 | 3.9968e-15 | 0 | 0
j21 | r133 | t21 | 0 | -4.774e-15 | 0 | 0
j21 | r133 | t22 | 0 | -2.3093e-14 | 0 | 0
j21 | r133 | t23 | 0 | -4.3299e-15 | 0 | 0
j21 | r133 | t24 | 0 | 0 | 0 | 0
j21 | r134 | t1 | 0 | 8.9789e-15 | 0 | 0.016972
j21 | r134 | t2 | 0 | 8.521e-15 | 0 | 0.016894
j21 | r134 | t3 | 0 | 9.5028e-15 | 0 | 0.016364
j21 | r134 | t4 | 0 | -9.2634e-15 | 0 | 0.01631
j21 | r134 | t5 | 0 | 1.3402e-14 | 0 | 0.016251
j21 | r134 | t6 | 0 | 9.2149e-15 | 0 | 0.01619
j21 | r134 | t7 | 0 | -5.5502e-15 | 0 | 0.016113
j21 | r134 | t8 | 0 | 0 | 0 | 0.016036
j21 | r134 | t9 | 0 | -2.0539e-15 | 0 | 0
j21 | r134 | t10 | 0 | 4.996e-15 | 0 | 0
j21 | r134 | t11 | 0 | 0 | 0 | 0
j21 | r134 | t12 | 0 | -1.0025e-15 | 0 | 0
j21 | r134 | t13 | 0 | 0 | 0 | 0
j21 | r134 | t14 | 0 | 0 | 0 | 0
j21 | r134 | t15 | 0 | -1.3184e-14 | 0 | 0
j21 | r134 | t16 | 0 | 1.2393e-14 | 0 | 0
j21 | r134 | t17 | 0 | 3.7192e-15 | 0 | 0
j21 | r134 | t18 | 0 | 1.2365e-14 | 0 | 0
j21 | r134 | t19 | 0 | 1.5404e-15 | 0 | 0
j21 | r134 | t20 | 0 | -1.4086e-14 | 0 | 0
j21 | r134 | t21 | 0 | 7.0777e-15 | 0 | 0
j21 | r134 | t22 | 0 | -7.3275e-15 | 0 | 0
j21 | r134 | t23 | 0 | -1.3434e-14 | 0 | 0
j21 | r134 | t24 | 0 | 0 | 0 | 0
j24 | j26 | t1 | 0 | -5.3291e-15 | 0 | 0
j24 | j26 | t2 | 0 | 1.7764e-15 | 0 | 0
j24 | j26 | t3 | 0 | -5.3291e-15 | 0 | 0
j24 | j26 | t4 | 0 | 1.4211e-14 | 0 | 0
j24 | j26 | t5 | 0 | -8.8818e-15 | 0 | 0
j24 | j26 | t6 | 0 | 1.0658e-14 | 0 | 0
j24 | j26 | t7 | 0 | 7.1054e-15 | 0 | 0
j24 | j26 | t8 | 0 | 0 | 0 | 0
j24 | j26 | t9 | 0 | 0 | 0 | 0
j24 | j26 | t10 | 0 | 1.1491e-14 | 0 | 0
j24 | j26 | t11 | 0 | -5.9952e-15 | 0 | 0
j24 | j26 | t12 | 0 | 8.6597e-15 | 0 | 0
j24 | j26 | t13 | 0 | -3.5527e-15 | 0 | 0
j24 | j26 | t14 | 0 | -1.5987e-14 | 0 | 0
j24 | j26 | t15 | 0 | 2.387e-15 | 0 | 0
j24 | j26 | t16 | 0 | -1.128e-13 | 0 | 0
j24 | j26 | t17 | 0 | -1.3323e-14 | 0 | 0
j24 | j26 | t18 | 0 | 4.885e-15 | 0 | 0
j24 | j26 | t19 | 0 | 2.6645e-15 | 0 | 0
j24 | j26 | t20 | 0 | -3.5527e-15 | 0 | 0
j24 | j26 | t21 | 0 | 3.5527e-15 | 0 | 0
j24 | j26 | t22 | 0 | -6.9e-14 | 0 | 0
j24 | j26 | t23 | 0 | 2.8422e-14 | 0 | 0
j24 | j26 | t24 | 0 | 8.2157e-15 | 0 | 0
j24 | r14 | t1 | 0 | 2.2447e-15 | 0 | 0
j24 | r14 | t2 | 0 | 0 | 0 | 0
j24 | r14 | t3 | 0 | 8.8124e-15 | 0 | 0
j24 | r14 | t4 | 0 | -2.5119e-15 | 0 | 0
j24 | r14 | t5 | 0 | -1.4627e-14 | 0 | 0
j24 | r14 | t6 | 0 | 1.0575e-14 | 0 | 0
j24 | r14 | t7 | 0 | 6.5226e-15 | 0 | 0
j24 | r14 | t8 | 0 | 5.7038e-15 | 0 | 0
j24 | r14 | t9 | 0 | 0 | 0 | 0
j24 | r14 | t10 | 0 | 0 | 0 | 0
j24 | r14 | t11 | 0 | 0 | 0 | 0
j24 | r14 | t12 | 0 | 0 | 0 | 0
j24 | r14 | t13 | 0 | 0 | 0 | 0
j24 | r14 | t14 | 0 | 0 | 0 | 0
j24 | r14 | t15 | 0 | 0 | 0 | 0
j24 | r14 | t16 | 0 | 0 | 0 | 0
j24 | r14 | t17 | 0 | 0 | 0 | 0
j24 | r14 | t18 | 0 | 0 | 0 | 0
j24 | r14 | t19 | 0 | 0 | 0 | 0
j24 | r14 | t20 | 0 | 0 | 0 | 0
j24 | r14 | t21 | 0 | 0 | 0 | 0
j24 | r14 | t22 | 0 | 0 | 0 | 0
j24 | r14 | t23 | 0 | 0 | 0 | 0
j24 | r14 | t24 | 0 | 0 | 0 | 0
j26 | j27 | t1 | 0 | 3.1086e-15 | 0 | 0
j26 | j27 | t2 | 0 | -8.7708e-15 | 0 | 0
j26 | j27 | t3 | 0 | 1.7764e-15 | 0 | 0
j26 | j27 | t4 | 0 | -8.4377e-15 | 0 | 0
j26 | j27 | t5 | 0 | 4.8087e-15 | 0 | 0
j26 | j27 | t6 | 0 | 2.2204e-15 | 0 | 0
j26 | j27 | t7 | 0 | -7.5495e-15 | 0 | 0
j26 | j27 | t8 | 0 | 5.218e-15 | 0 | 0
j26 | j27 | t9 | 0 | 1.5885e-14 | 0 | 0
j26 | j27 | t10 | 0 | -2.5674e-14 | 0 | 0
j26 | j27 | t11 | 0 | 1.8541e-14 | 0 | 0
j26 | j27 | t12 | 0 | 0 | 0 | 0
j26 | j27 | t13 | 0 | -4.4409e-15 | 0 | 0
j26 | j27 | t14 | 0 | 0 | 0 | 0
j26 | j27 | t15 | 0 | 0 | 0 | 0
j26 | j27 | t16 | 0 | 0 | 0 | 0
j26 | j27 | t17 | 0 | 8.8818e-15 | 0 | 0
j26 | j27 | t18 | 0 | 9.77e-15 | 0 | 0
j26 | j27 | t19 | 0 | 1.5987e-14 | 0 | 0
j26 | j27 | t20 | 0 | -9.9365e-15 | 0 | 0
j26 | j27 | t21 | 0 | -1.8208e-14 | 0 | 0
j26 | j27 | t22 | 0 | -6.5226e-15 | 0 | 0
j26 | j27 | t23 | 0 | -8.7708e-15 | 0 | 0
j26 | j27 | t24 | 0 | 1.2879e-14 | 0 | 0
j26 | j30 | t1 | 0 | 0 | 0 | 0
j26 | j30 | t2 | 0 | -1.954e-14 | 0 | 0
j26 | j30 | t3 | 0 | -5.3291e-15 | 0 | 0
j26 | j30 | t4 | 0 | -3.7748e-15 | 0 | 0
j26 | j30 | t5 | 0 | 0 | 0 | 0
j26 | j30 | t6 | 0 | 3.9968e-15 | 0 | 0
j26 | j30 | t7 | 0 | -3.5527e-15 | 0 | 0
j26 | j30 | t8 | 0 | 0 | 0 | 0
j26 | j30 | t9 | 0 | 0 | 0 | 0
j26 | j30 | t10 | 0 | 0 | 0 | 0
j26 | j30 | t11 | 0 | 0 | 0 | 0
j26 | j30 | t12 | 0 | -1.1546e-14 | 0 | 0
j26 | j30 | t13 | 0 | -2.4425e-15 | 0 | 0
j26 | j30 | t14 | 0 | 3.5527e-15 | 0 | 0
j26 | j30 | t15 | 0 | -1.3461e-14 | 0 | 0
j26 | j30 | t16 | 0 | -1.1369e-13 | 0 | 0
j26 | j30 | t17 | 0 | 1.7103e-14 | 0 | 0
j26 | j30 | t18 | 0 | 0 | 0 | 0
j26 | j30 | t19 | 0 | -4.0662e-15 | 0 | 0
j26 | j30 | t20 | 0 | -7.1054e-15 | 0 | 0
j26 | j30 | t21 | 0 | 4.4409e-15 | 0 | 0
j26 | j30 | t22 | 0 | -9.9767e-14 | 0 | 0
j26 | j30 | t23 | 0 | -2.0428e-14 | 0 | 0
j26 | j30 | t24 | 0 | -6.5919e-15 | 0 | 0
j27 | r16 | t1 | 0 | 4.0649e-15 | 0 | 0
j27 | r16 | t2 | 0 | -4.6265e-15 | 0 | 0
j27 | r16 | t3 | 0 | 3.2882e-15 | 0 | 0
j27 | r16 | t4 | 0 | 0 | 0 | 0
j27 | r16 | t5 | 0 | 0 | 0 | 0
j27 | r16 | t6 | 0 | 2.337e-15 | 0 | 0
j27 | r16 | t7 | 0 | 1.011e-14 | 0 | 0
j27 | r16 | t8 | 0 | -6.0292e-15 | 0 | 0
j27 | r16 | t9 | 0 | 0 | 0 | 0
j27 | r16 | t10 | 0 | 0 | 0 | 0
j27 | r16 | t11 | 0 | -1.6458e-15 | 0 | 0
j27 | r16 | t12 | 0 | 0 | 0 | 0
j27 | r16 | t13 | 0 | -6.8516e-15 | 0 | 0
j27 | r16 | t14 | 0 | 0 | 0 | 0
j27 | r16 | t15 | 0 | 0 | 0 | 0
j27 | r16 | t16 | 0 | 0 | 0 | 0
j27 | r16 | t17 | 0 | 5.4019e-15 | 0 | 0
j27 | r16 | t18 | 0 | -1.0549e-14 | 0 | 0
j27 | r16 | t19 | 0 | 0 | 0 | 0
j27 | r16 | t20 | 0 | 0 | 0 | 0
j27 | r16 | t21 | 0 | 0 | 0 | 0
j27 | r16 | t22 | 0 | 0 | 0 | 0
j27 | r16 | t23 | 0 | 0 | 0 | 0
j27 | r16 | t24 | 0 | 0 | 0 | 0
j27 | r161 | t1 | 0 | -2.6645e-15 | 0 | 0
j27 | r161 | t2 | 0 | -4.4409e-15 | 0 | 0
j27 | r161 | t3 | 0 | 0 | 0 | 0
j27 | r161 | t4 | 0 | 3.5527e-15 | 0 | 0
j27 | r161 | t5 | 0 | 0 | 0 | 0
j27 | r161 | t6 | 0 | 0 | 0 | 0
j27 | r161 | t7 | 0 | 0 | 0 | 0
j27 | r161 | t8 | 0 | -7.1054e-15 | 0 | 0
j27 | r161 | t9 | 0 | -1.4255e-14 | 0 | 0
j27 | r161 | t10 | 0 | 1.8208e-14 | 0 | 0
j27 | r161 | t11 | 0 | 0 | 0 | 0
j27 | r161 | t12 | 0 | 0 | 0 | 0
j27 | r161 | t13 | 0 | -1.7764e-14 | 0 | 0
j27 | r161 | t14 | 0 | 0 | 0 | 0
j27 | r161 | t15 | 0 | 0 | 0 | 0
j27 | r161 | t16 | 0 | 0 | 0 | 0
j27 | r161 | t17 | 0 | -7.1054e-15 | 0 | 0
j27 | r161 | t18 | 0 | -1.4211e-14 | 0 | 0
j27 | r161 | t19 | 0 | -1.4211e-14 | 0 | 0
j27 | r161 | t20 | 0 | 6.2172e-15 | 0 | 0
j27 | r161 | t21 | 0 | 0 | 0 | 0
j27 | r161 | t22 | 0 | 6.3283e-15 | 0 | 0
j27 | r161 | t23 | 0 | -5.3291e-15 | 0 | 0
j27 | r161 | t24 | 0 | -2.3093e-14 | 0 | 0
j30 | r15 | t1 | 0 | 0 | 0 | 0
j30 | r15 | t2 | 0 | -3.5527e-15 | 0 | 0
j30 | r15 | t3 | 0 | 0 | 0 | 0
j30 | r15 | t4 | 0 | 0 | 0 | 0
j30 | r15 | t5 | 0 | 0 | 0 | 0
j30 | r15 | t6 | 0 | 0 | 0 | 0
j30 | r15 | t7 | 0 | 0 | 0 | 0
j30 | r15 | t8 | 0 | 0 | 0 | 0
j30 | r15 | t9 | 0 | 0 | 0 | 0
j30 | r15 | t10 | 0 | 0 | 0 | 0
j30 | r15 | t11 | 0 | 0 | 0 | 0
j30 | r15 | t12 | 0 | 1.3323e-14 | 0 | 0
j30 | r15 | t13 | 0 | -5.5511e-15 | 0 | 0
j30 | r15 | t14 | 0 | -1.0658e-14 | 0 | 0
j30 | r15 | t15 | 0 | 0 | 0 | 0
j30 | r15 | t16 | 0 | 0 | 0 | 0
j30 | r15 | t17 | 0 | 0 | 0 | 0
j30 | r15 | t18 | 0 | 0 | 0 | 0
j30 | r15 | t19 | 0 | 2.3578e-14 | 0 | 0
j30 | r15 | t20 | 0 | 1.0214e-14 | 0 | 0
j30 | r15 | t21 | 0 | 0 | 0 | 0
j30 | r15 | t22 | 0 | 0 | 0 | 0
j30 | r15 | t23 | 0 | 0 | 0 | 0
j30 | r15 | t24 | 0 | 0 | 0 | 0
j30 | r151 | t1 | 0 | 3.5527e-15 | 0 | 0
j30 | r151 | t2 | 0 | 5.107e-15 | 0 | 0
j30 | r151 | t3 | 0 | 3.5527e-15 | 0 | 0
j30 | r151 | t4 | 0 | 8.4377e-15 | 0 | 0
j30 | r151 | t5 | 0 | -1.7764e-15 | 0 | 0
j30 | r151 | t6 | 0 | 0 | 0 | 0
j30 | r151 | t7 | 0 | 0 | 0 | 0
j30 | r151 | t8 | 0 | 7.1054e-15 | 0 | 0
j30 | r151 | t9 | 0 | 0 | 0 | 0
j30 | r151 | t10 | 0 | 0 | 0 | 0
j30 | r151 | t11 | 0 | 0 | 0 | 0
j30 | r151 | t12 | 0 | 0 | 0 | 0
j30 | r151 | t13 | 0 | -9.5479e-15 | 0 | 0
j30 | r151 | t14 | 0 | 0 | 0 | 0
j30 | r151 | t15 | 0 | 2.4092e-14 | 0 | 0
j30 | r151 | t16 | 0 | -3.0553e-13 | 0 | 0
j30 | r151 | t17 | 0 | -7.8301e-15 | 0 | 0
j30 | r151 | t18 | 0 | 0 | 0 | 0
j30 | r151 | t19 | 0 | 0 | 0 | 0
j30 | r151 | t20 | 0 | 8.8818e-15 | 0 | 0
j30 | r151 | t21 | 0 | -1.954e-14 | 0 | 0
j30 | r151 | t22 | 0 | -1.9912e-13 | 0 | 0
j30 | r151 | t23 | 0 | 1.8652e-14 | 0 | 0
j30 | r151 | t24 | 0 | 2.1372e-15 | 0 | 0
j2 | j3 | t1 | 0 | -4.4409e-15 | 0 | 0
j2 | j3 | t2 | 0 | -1.3323e-14 | 0 | 0
j2 | j3 | t3 | 0 | -1.4211e-14 | 0 | 0
j2 | j3 | t4 | 0 | 3.5527e-15 | 0 | 0
j2 | j3 | t5 | 0 | -3.5527e-15 | 0 | 0
j2 | j3 | t6 | 0 | 1.7764e-15 | 0 | 0
j2 | j3 | t7 | 0 | -1.7764e-15 | 0 | 0
j2 | j3 | t8 | 0 | 2.1316e-14 | 0 | 0
j2 | j3 | t9 | 0 | 0 | 0 | 0
j2 | j3 | t10 | 0 | 0 | 0 | 0
j2 | j3 | t11 | 0 | 0 | 0 | 0
j2 | j3 | t12 | 0 | 0 | 0 | 0
j2 | j3 | t13 | 0 | 0 | 0 | 0
j2 | j3 | t14 | 0 | 0 | 0 | 0
j2 | j3 | t15 | 0 | 0 | 0 | 0
j2 | j3 | t16 | 0 | 0 | 0 | 0
j2 | j3 | t17 | 0 | -5.3291e-15 | 0 | 0
j2 | j3 | t18 | 0 | 0 | 0 | 0
j2 | j3 | t19 | 0 | 0 | 0 | 0
j2 | j3 | t20 | 0 | -8.4377e-15 | 0 | 0
j2 | j3 | t21 | 0 | 0 | 0 | 0
j2 | j3 | t22 | 0 | 7.8965e-15 | 0 | 0
j2 | j3 | t23 | 0 | -1.0991e-14 | 0 | 0
j2 | j3 | t24 | 0 | -2.3537e-14 | 0 | 0
j2 | j6 | t1 | 0 | -1.4211e-14 | 0 | 0.0093091
j2 | j6 | t2 | 0 | -1.4211e-14 | 0 | 0.0093846
j2 | j6 | t3 | 0 | -3.5527e-15 | 0 | 0.0095398
j2 | j6 | t4 | 0 | -1.7764e-14 | 0 | 0.0096266
j2 | j6 | t5 | 0 | -1.0658e-14 | 0 | 0.0097227
j2 | j6 | t6 | 0 | -2.1316e-14 | 0 | 0.0098321
j2 | j6 | t7 | 0 | 0 | 0 | 0.0099557
j2 | j6 | t8 | 0 | 0 | 0 | 0.010088
j2 | j6 | t9 | 0 | 0 | 0 | 0
j2 | j6 | t10 | 0 | 0 | 0 | 0
j2 | j6 | t11 | 0 | 1.0759e-14 | 0 | 0
j2 | j6 | t12 | 0 | -2.9393e-14 | 0 | 0
j2 | j6 | t13 | 0 | 0 | 0 | 0
j2 | j6 | t14 | 0 | 0 | 0 | 0
j2 | j6 | t15 | 0 | 0 | 0 | 0
j2 | j6 | t16 | 0 | 0 | 0 | 0
j2 | j6 | t17 | 0 | 0 | 0 | 0
j2 | j6 | t18 | 0 | 3.5527e-15 | 0 | 0
j2 | j6 | t19 | 0 | 7.9936e-15 | 0 | 0
j2 | j6 | t20 | 0 | -1.7319e-14 | 0 | 0
j2 | j6 | t21 | 0 | 0 | 0 | 0
j2 | j6 | t22 | 0 | 1.2212e-14 | 0 | 0
j2 | j6 | t23 | 0 | -1.6875e-14 | 0 | 0
j2 | j6 | t24 | 0 | -1.3323e-14 | 0 | 0
j3 | r17 | t1 | 0 | 1.4627e-14 | 0 | 0
j3 | r17 | t2 | 0 | -5.218e-15 | 0 | 0
j3 | r17 | t3 | 0 | 1.0686e-14 | 0 | 0
j3 | r17 | t4 | 0 | -3.9968e-15 | 0 | 0
j3 | r17 | t5 | 0 | -1.6792e-14 | 0 | 0
j3 | r17 | t6 | 0 | -2.4439e-14 | 0 | 0
j3 | r17 | t7 | 0 | -1.7319e-14 | 0 | 0
j3 | r17 | t8 | 0 | -1.1324e-14 | 0 | 0
j3 | r17 | t9 | 0 | 0 | 0 | 0
j3 | r17 | t10 | 0 | 0 | 0 | 0
j3 | r17 | t11 | 0 | 0 | 0 | 0
j3 | r17 | t12 | 0 | 0 | 0 | 0
j3 | r17 | t13 | 0 | 0 | 0 | 0
j3 | r17 | t14 | 0 | 0 | 0 | 0
j3 | r17 | t15 | 0 | 0 | 0 | 0
j3 | r17 | t16 | 0 | 0 | 0 | 0
j3 | r17 | t17 | 0 | 0 | 0 | 0
j3 | r17 | t18 | 0 | 0 | 0 | 0
j3 | r17 | t19 | 0 | 0 | 0 | 0
j3 | r17 | t20 | 0 | -7.4385e-15 | 0 | 0
j3 | r17 | t21 | 0 | 0 | 0 | 0
j3 | r17 | t22 | 0 | -1.2905e-14 | 0 | 0
j3 | r17 | t23 | 0 | -7.6258e-15 | 0 | 0
j3 | r17 | t24 | 0 | 2.3495e-14 | 0 | 0
j3 | r171 | t1 | 0 | 1.0658e-14 | 0 | 0
j3 | r171 | t2 | 0 | 2.8422e-14 | 0 | 0
j3 | r171 | t3 | 0 | -1.4211e-14 | 0 | 0
j3 | r171 | t4 | 0 | 3.5527e-14 | 0 | 0
j3 | r171 | t5 | 0 | -2.8422e-14 | 0 | 0
j3 | r171 | t6 | 0 | 2.1316e-14 | 0 | 0
j3 | r171 | t7 | 0 | -2.8422e-14 | 0 | 0
j3 | r171 | t8 | 0 | -1.7764e-14 | 0 | 0
j3 | r171 | t9 | 0 | 0 | 0 | 0
j3 | r171 | t10 | 0 | 0 | 0 | 0
j3 | r171 | t11 | 0 | 0 | 0 | 0
j3 | r171 | t12 | 0 | 0 | 0 | 0
j3 | r171 | t13 | 0 | 0 | 0 | 0
j3 | r171 | t14 | 0 | 0 | 0 | 0
j3 | r171 | t15 | 0 | 0 | 0 | 0
j3 | r171 | t16 | 0 | 0 | 0 | 0
j3 | r171 | t17 | 0 | 0 | 0 | 0
j3 | r171 | t18 | 0 | 0 | 0 | 0
j3 | r171 | t19 | 0 | 0 | 0 | 0
j3 | r171 | t20 | 0 | 0 | 0 | 0
j3 | r171 | t21 | 0 | 0 | 0 | 0
j3 | r171 | t22 | 0 | 0 | 0 | 0
j3 | r171 | t23 | 0 | 0 | 0 | 0
j3 | r171 | t24 | 0 | 0 | 0 | 0
j6 | j7 | t1 | 0 | -5.3291e-15 | 0 | 0.0032338
j6 | j7 | t2 | 0 | -3.5527e-15 | 0 | 0.0032506
j6 | j7 | t3 | 0 | 8.8818e-15 | 0 | 0.0032846
j6 | j7 | t4 | 0 | -3.5527e-15 | 0 | 0.0033032
j6 | j7 | t5 | 0 | 3.5527e-15 | 0 | 0.0033215
j6 | j7 | t6 | 0 | -5.3291e-15 | 0 | 0.0033358
j6 | j7 | t7 | 0 | 5.3291e-15 | 0 | 0.0033497
j6 | j7 | t8 | 0 | 3.5527e-15 | 0 | 0.0033603
j6 | j7 | t9 | 0 | 0 | 0 | 0
j6 | j7 | t10 | 0 | 0 | 0 | 0
j6 | j7 | t11 | 0 | 0 | 0 | 0
j6 | j7 | t12 | 0 | -5.9897e-14 | 0 | 0
j6 | j7 | t13 | 0 | 0 | 0 | 0
j6 | j7 | t14 | 0 | 0 | 0 | 0
j6 | j7 | t15 | 0 | 0 | 0 | 0
j6 | j7 | t16 | 0 | 3.7748e-15 | 0 | 0
j6 | j7 | t17 | 0 | 0 | 0 | 0
j6 | j7 | t18 | 0 | -1.1879e-14 | 0 | 0
j6 | j7 | t19 | 0 | -1.0658e-14 | 0 | 0
j6 | j7 | t20 | 0 | 3.7748e-15 | 0 | 0
j6 | j7 | t21 | 0 | 6.8834e-15 | 0 | 0
j6 | j7 | t22 | 0 | 0 | 0 | 0
j6 | j7 | t23 | 0 | 0 | 0 | 0
j6 | j7 | t24 | 0 | 0 | 0 | 0
j6 | j10 | t1 | 0 | 1.7764e-15 | 0 | 0.0060752
j6 | j10 | t2 | 0 | -8.8818e-15 | 0 | 0.006134
j6 | j10 | t3 | 0 | -1.0658e-14 | 0 | 0.0062552
j6 | j10 | t4 | 0 | 1.2434e-14 | 0 | 0.0063234
j6 | j10 | t5 | 0 | 1.2434e-14 | 0 | 0.0064012
j6 | j10 | t6 | 0 | -1.7764e-14 | 0 | 0.0064963
j6 | j10 | t7 | 0 | -1.7764e-15 | 0 | 0.006606
j6 | j10 | t8 | 0 | 0 | 0 | 0.006728
j6 | j10 | t9 | 0 | 0 | 0 | 0
j6 | j10 | t10 | 0 | 0 | 0 | 0
j6 | j10 | t11 | 0 | -1.1866e-15 | 0 | 0
j6 | j10 | t12 | 0 | 1.5765e-14 | 0 | 0
j6 | j10 | t13 | 0 | 0 | 0 | 0
j6 | j10 | t14 | 0 | 0 | 0 | 0
j6 | j10 | t15 | 0 | 0 | 0 | 0
j6 | j10 | t16 | 0 | -1.2434e-14 | 0 | 0
j6 | j10 | t17 | 0 | 0 | 0 | 0
j6 | j10 | t18 | 0 | 0 | 0 | 0
j6 | j10 | t19 | 0 | -3.5527e-15 | 0 | 0
j6 | j10 | t20 | 0 | 2.0206e-14 | 0 | 0
j6 | j10 | t21 | 0 | -8.8818e-15 | 0 | 0
j6 | j10 | t22 | 0 | -1.4211e-14 | 0 | 0
j6 | j10 | t23 | 0 | 1.5987e-14 | 0 | 0
j6 | j10 | t24 | 0 | 1.0658e-14 | 0 | 0
j7 | r19 | t1 | 0 | -1.4211e-14 | 0 | 0.0032338
j7 | r19 | t2 | 0 | -2.8422e-14 | 0 | 0.0032506
j7 | r19 | t3 | 0 | -2.8422e-14 | 0 | 0.0032846
j7 | r19 | t4 | 0 | -2.4869e-14 | 0 | 0.0033032
j7 | r19 | t5 | 0 | 7.1054e-15 | 0 | 0.0033215
j7 | r19 | t6 | 0 | -2.4869e-14 | 0 | 0.0033358
j7 | r19 | t7 | 0 | -7.1054e-15 | 0 | 0.0033497
j7 | r19 | t8 | 0 | -7.1054e-15 | 0 | 0.0033603
j7 | r19 | t9 | 0 | 0 | 0 | 0
j7 | r19 | t10 | 0 | 0 | 0 | 0
j7 | r19 | t11 | 0 | 0 | 0 | 0
j7 | r19 | t12 | 0 | -7.7982e-13 | 0 | 0
j7 | r19 | t13 | 0 | 0 | 0 | 0
j7 | r19 | t14 | 0 | 0 | 0 | 0
j7 | r19 | t15 | 0 | 0 | 0 | 0
j7 | r19 | t16 | 0 | -1.2434e-14 | 0 | 0
j7 | r19 | t17 | 0 | 0 | 0 | 0
j7 | r19 | t18 | 0 | 2.3093e-14 | 0 | 0
j7 | r19 | t19 | 0 | 0 | 0 | 0
j7 | r19 | t20 | 0 | -1.3323e-14 | 0 | 0
j7 | r19 | t21 | 0 | 0 | 0 | 0
j7 | r19 | t22 | 0 | 0 | 0 | 0
j7 | r19 | t23 | 0 | 1.7764e-15 | 0 | 0
j7 | r19 | t24 | 0 | 1.0658e-14 | 0 | 0
j7 | r191 | t1 | 0 | -5.3291e-15 | 0 | 0
j7 | r191 | t2 | 0 | 0 | 0 | 0
j7 | r191 | t3 | 0 | -1.5987e-14 | 0 | 0
j7 | r191 | t4 | 0 | -6.2172e-15 | 0 | 0
j7 | r191 | t5 | 0 | 7.1054e-15 | 0 | 0
j7 | r191 | t6 | 0 | -4.4409e-15 | 0 | 0
j7 | r191 | t7 | 0 | -1.7764e-15 | 0 | 0
j7 | r191 | t8 | 0 | 2.6645e-15 | 0 | 0
j7 | r191 | t9 | 0 | 0 | 0 | 0
j7 | r191 | t10 | 0 | 0 | 0 | 0
j7 | r191 | t11 | 0 | 0 | 0 | 0
j7 | r191 | t12 | 0 | 0 | 0 | 0
j7 | r191 | t13 | 0 | 0 | 0 | 0
j7 | r191 | t14 | 0 | 0 | 0 | 0
j7 | r191 | t15 | 0 | 0 | 0 | 0
j7 | r191 | t16 | 0 | 0 | 0 | 0
j7 | r191 | t17 | 0 | 0 | 0 | 0
j7 | r191 | t18 | 0 | 0 | 0 | 0
j7 | r191 | t19 | 0 | 0 | 0 | 0
j7 | r191 | t20 | 0 | 9.881e-15 | 0 | 0
j7 | r191 | t21 | 0 | 0 | 0 | 0
j7 | r191 | t22 | 0 | 0 | 0 | 0
j7 | r191 | t23 | 0 | 0 | 0 | 0
j7 | r191 | t24 | 0 | 1.0214e-14 | 0 | 0
j10 | r18 | t1 | 0 | -8.8818e-15 | 0 | 5.5068e-05
j10 | r18 | t2 | 0 | 0 | 0 | 2.9046e-05
j10 | r18 | t3 | 0 | -1.7764e-15 | 0 | 0
j10 | r18 | t4 | 0 | -8.8818e-15 | 0 | 0
j10 | r18 | t5 | 0 | -5.3291e-15 | 0 | 0
j10 | r18 | t6 | 0 | 5.7732e-15 | 0 | 0
j10 | r18 | t7 | 0 | -5.9952e-15 | 0 | 0
j10 | r18 | t8 | 0 | 1.1324e-14 | 0 | 0
j10 | r18 | t9 | 0 | 0 | 0 | 0
j10 | r18 | t10 | 0 | 0 | 0 | 0
j10 | r18 | t11 | 0 | 5.9952e-15 | 0 | 0
j10 | r18 | t12 | 0 | -1.1102e-14 | 0 | 0
j10 | r18 | t13 | 0 | 0 | 0 | 0
j10 | r18 | t14 | 0 | 0 | 0 | 0
j10 | r18 | t15 | 0 | 0 | 0 | 0
j10 | r18 | t16 | 0 | 0 | 0 | 0
j10 | r18 | t17 | 0 | 0 | 0 | 0
j10 | r18 | t18 | 0 | 0 | 0 | 0
j10 | r18 | t19 | 0 | 0 | 0 | 0
j10 | r18 | t20 | 0 | 0 | 0 | 0
j10 | r18 | t21 | 0 | 0 | 0 | 0
j10 | r18 | t22 | 0 | 1.3767e-14 | 0 | 0
j10 | r18 | t23 | 0 | 3.7748e-15 | 0 | 0
j10 | r18 | t24 | 0 | -2.6645e-15 | 0 | 0
j10 | r181 | t1 | 0 | -7.1054e-15 | 0 | 0.0060202
j10 | r181 | t2 | 0 | -1.0658e-14 | 0 | 0.0061049
j10 | r181 | t3 | 0 | -7.9936e-15 | 0 | 0.0062552
j10 | r181 | t4 | 0 | 7.1054e-15 | 0 | 0.0063234
j10 | r181 | t5 | 0 | 1.7764e-15 | 0 | 0.0064012
j10 | r181 | t6 | 0 | 3.5527e-15 | 0 | 0.0064963
j10 | r181 | t7 | 0 | 3.5527e-15 | 0 | 0.006606
j10 | r181 | t8 | 0 | 1.4211e-14 | 0 | 0.006728
j10 | r181 | t9 | 0 | 0 | 0 | 0
j10 | r181 | t10 | 0 | 0 | 0 | 0
j10 | r181 | t11 | 0 | 0 | 0 | 0
j10 | r181 | t12 | 0 | 0 | 0 | 0
j10 | r181 | t13 | 0 | 0 | 0 | 0
j10 | r181 | t14 | 0 | 0 | 0 | 0
j10 | r181 | t15 | 0 | 0 | 0 | 0
j10 | r181 | t16 | 0 | 9.77e-15 | 0 | 0
j10 | r181 | t17 | 0 | 0 | 0 | 0
j10 | r181 | t18 | 0 | 3.5527e-15 | 0 | 0
j10 | r181 | t19 | 0 | 1.0658e-14 | 0 | 0
j10 | r181 | t20 | 0 | -3.3307e-15 | 0 | 0
j10 | r181 | t21 | 0 | 0 | 0 | 0
j10 | r181 | t22 | 0 | -9.3259e-15 | 0 | 0
j10 | r181 | t23 | 0 | 2.2204e-15 | 0 | 0
j10 | r181 | t24 | 0 | -1.4211e-14 | 0 | 0

## phi
TOC
phi | (parameter) | quadratic fit of the pressure loss (m) on the flow (m^3.h^-1) for each pipe
n | n | degree | Value
s | j39 | 1 | 8.57e-05
s | j39 | 2 | 5.9e-06
j39 | j14 | 1 | 0.0003698
j39 | j14 | 2 | 2.93e-05
j39 | j2 | 1 | 0.0002223
j39 | j2 | 2 | 2.51e-05
j14 | j16 | 1 | 0.0003194
j14 | j16 | 2 | 2.53e-05
j14 | r12 | 1 | 0.017434
j14 | r12 | 2 | 0.0072579
j16 | j17 | 1 | 0.0008626
j16 | j17 | 2 | 9.76e-05
j16 | j24 | 1 | 4.2e-06
j16 | j24 | 2 | 6e-07
j17 | j19 | 1 | 0.0014965
j17 | j19 | 2 | 0.0002801
j17 | r13 | 1 | 0.093079
j17 | r13 | 2 | 0.10991
j19 | j21 | 1 | 0.0029922
j19 | j21 | 2 | 0.00056
j19 | r132 | 1 | 0.0025549
j19 | r132 | 2 | 0.0006719
j21 | r133 | 1 | 0.0008234
j21 | r133 | 2 | 0.0001541
j21 | r134 | 1 | 0.00202
j21 | r134 | 2 | 0.000378
j24 | j26 | 1 | 0.0017189
j24 | j26 | 2 | 0.0002442
j24 | r14 | 1 | 0.0005116
j24 | r14 | 2 | 0.0006042
j26 | j27 | 1 | 0.0006496
j26 | j27 | 2 | 9.22e-05
j26 | j30 | 1 | 0.0019744
j26 | j30 | 2 | 0.0002805
j27 | r16 | 1 | 3.86e-05
j27 | r16 | 2 | 5.5e-06
j27 | r161 | 1 | 0.0054486
j27 | r161 | 2 | 0.001433
j30 | r15 | 1 | 0.00192
j30 | r15 | 2 | 0.0005049
j30 | r151 | 1 | 0.0024562
j30 | r151 | 2 | 0.000646
j2 | j3 | 1 | 0.0014572
j2 | j3 | 2 | 0.0006066
j2 | j6 | 1 | 0.0007548
j2 | j6 | 2 | 8.54e-05
j3 | r17 | 1 | 0.0001379
j3 | r17 | 2 | 3.63e-05
j3 | r171 | 1 | 0.01937
j3 | r171 | 2 | 0.0080641
j6 | j7 | 1 | 0.001186
j6 | j7 | 2 | 0.0001341
j6 | j10 | 1 | 0.0024063
j6 | j10 | 2 | 0.0003418
j7 | r19 | 1 | 0.0062146
j7 | r19 | 2 | 0.0016344
j7 | r191 | 1 | 0.001725
j7 | r191 | 2 | 0.0001951
j10 | r18 | 1 | 0.010656
j10 | r18 | 2 | 0.0044362
j10 | r181 | 1 | 0.001646
j10 | r181 | 2 | 0.0003081

## Ppompe
TOC
Ppompe | (variable) | Puissance Ã©lectrique de la pompe (k) Ã (t) en (kW)
c | d | t | Lowerbound | Value | Upperbound | Marginal
small | p1 | t1 | 0 | 0 | INF | 0
small | p1 | t2 | 0 | 0 | INF | 0
small | p1 | t3 | 0 | 0 | INF | 0
small | p1 | t4 | 0 | 0 | INF | 0
small | p1 | t5 | 0 | 0 | INF | 0
small | p1 | t6 | 0 | 0 | INF | 0
small | p1 | t7 | 0 | 0 | INF | 0
small | p1 | t8 | 0 | 0 | INF | 0
small | p1 | t9 | 0 | 0 | INF | 0
small | p1 | t10 | 0 | 0 | INF | 0
small | p1 | t11 | 0 | 0 | INF | 0
small | p1 | t12 | 0 | 0 | INF | 0
small | p1 | t13 | 0 | 0 | INF | 0
small | p1 | t14 | 0 | 0 | INF | 0
small | p1 | t15 | 0 | 0 | INF | 0
small | p1 | t16 | 0 | 0 | INF | 0
small | p1 | t17 | 0 | 0 | INF | 0
small | p1 | t18 | 0 | 0 | INF | 0
small | p1 | t19 | 0 | 0 | INF | 0
small | p1 | t20 | 0 | 0 | INF | 0
small | p1 | t21 | 0 | 0 | INF | 0
small | p1 | t22 | 0 | 0 | INF | 0
small | p1 | t23 | 0 | 0 | INF | 0
small | p1 | t24 | 0 | 0 | INF | 0
small | p2 | t1 | 0 | 0 | INF | 0
small | p2 | t2 | 0 | 0 | INF | 0
small | p2 | t3 | 0 | 0 | INF | 0
small | p2 | t4 | 0 | 0 | INF | 0
small | p2 | t5 | 0 | 0 | INF | 0
small | p2 | t6 | 0 | 0 | INF | 0
small | p2 | t7 | 0 | 0 | INF | 0
small | p2 | t8 | 0 | 0 | INF | 0
small | p2 | t9 | 0 | 0 | INF | 0
small | p2 | t10 | 0 | 0 | INF | 0
small | p2 | t11 | 0 | 0 | INF | 0
small | p2 | t12 | 0 | 0 | INF | 0
small | p2 | t13 | 0 | 0 | INF | 0
small | p2 | t14 | 0 | 0 | INF | 0
small | p2 | t15 | 0 | 0 | INF | 0
small | p2 | t16 | 0 | 0 | INF | 0
small | p2 | t17 | 0 | 0 | INF | 0
small | p2 | t18 | 0 | 0 | INF | 0
small | p2 | t19 | 0 | 0 | INF | 0
small | p2 | t20 | 0 | 0 | INF | 0
small | p2 | t21 | 0 | 0 | INF | 0
small | p2 | t22 | 0 | 0 | INF | 0
small | p2 | t23 | 0 | 0 | INF | 0
small | p2 | t24 | 0 | 0 | INF | 0
large | p1 | t1 | 0 | 139.7234 | INF | 0
large | p1 | t2 | 0 | 139.6944 | INF | 0
large | p1 | t3 | 0 | 140.4687 | INF | 0
large | p1 | t4 | 0 | 140.3555 | INF | 0
large | p1 | t5 | 0 | 140.23 | INF | 0
large | p1 | t6 | 0 | 140.0757 | INF | 0
large | p1 | t7 | 0 | 139.9203 | INF | 0
large | p1 | t8 | 0 | 139.7449 | INF | 0
large | p1 | t9 | 0 | 77.3794 | INF | 0
large | p1 | t10 | 0 | 113.7022 | INF | 0
large | p1 | t11 | 0 | 90.6468 | INF | 0
large | p1 | t12 | 0 | 86.1874 | INF | 0
large | p1 | t13 | 0 | 77.3794 | INF | 0
large | p1 | t14 | 0 | 77.3794 | INF | 0
large | p1 | t15 | 0 | 77.3794 | INF | 0
large | p1 | t16 | 0 | 113.361 | INF | 0
large | p1 | t17 | 0 | 86.0138 | INF | 0
large | p1 | t18 | 0 | 94.1968 | INF | 0
large | p1 | t19 | 0 | 96.7685 | INF | 0
large | p1 | t20 | 0 | 122.8719 | INF | 0
large | p1 | t21 | 0 | 123.6235 | INF | 0
large | p1 | t22 | 0 | 77.3794 | INF | 0
large | p1 | t23 | 0 | 94.4016 | INF | 0
large | p1 | t24 | 0 | 80.0674 | INF | 0
large | p2 | t1 | 0 | 139.7234 | INF | 0
large | p2 | t2 | 0 | 139.6944 | INF | 0
large | p2 | t3 | 0 | 140.4687 | INF | 0
large | p2 | t4 | 0 | 140.3555 | INF | 0
large | p2 | t5 | 0 | 140.23 | INF | 0
large | p2 | t6 | 0 | 140.0757 | INF | 0
large | p2 | t7 | 0 | 139.9203 | INF | 0
large | p2 | t8 | 0 | 139.7449 | INF | 0
large | p2 | t9 | 0 | 77.3794 | INF | 0
large | p2 | t10 | 0 | 77.3794 | INF | 0
large | p2 | t11 | 0 | 77.3794 | INF | 0
large | p2 | t12 | 0 | 106.8058 | INF | 0
large | p2 | t13 | 0 | 77.3794 | INF | 0
large | p2 | t14 | 0 | 101.6016 | INF | 0
large | p2 | t15 | 0 | 77.3794 | INF | 0
large | p2 | t16 | 0 | 113.361 | INF | 0
large | p2 | t17 | 0 | 131.2945 | INF | 0
large | p2 | t18 | 0 | 107.4125 | INF | 0
large | p2 | t19 | 0 | 136.2182 | INF | 0
large | p2 | t20 | 0 | 102.1208 | INF | 0
large | p2 | t21 | 0 | 115.4533 | INF | 0
large | p2 | t22 | 0 | 109.9901 | INF | 0
large | p2 | t23 | 0 | 126.0108 | INF | 0
large | p2 | t24 | 0 | 108.0982 | INF | 0
large | p3 | t1 | 0 | 139.7234 | INF | 0
large | p3 | t2 | 0 | 139.6944 | INF | 0
large | p3 | t3 | 0 | 140.4687 | INF | 0
large | p3 | t4 | 0 | 140.3555 | INF | 0
large | p3 | t5 | 0 | 140.23 | INF | 0
large | p3 | t6 | 0 | 140.0757 | INF | 0
large | p3 | t7 | 0 | 139.9203 | INF | 0
large | p3 | t8 | 0 | 139.7449 | INF | 0
large | p3 | t9 | 0 | 77.3794 | INF | 0
large | p3 | t10 | 0 | 91.9574 | INF | 0
large | p3 | t11 | 0 | 77.3794 | INF | 0
large | p3 | t12 | 0 | 112.3771 | INF | 0
large | p3 | t13 | 0 | 114.4818 | INF | 0
large | p3 | t14 | 0 | 118.9696 | INF | 0
large | p3 | t15 | 0 | 77.3794 | INF | 0
large | p3 | t16 | 0 | 113.361 | INF | 0
large | p3 | t17 | 0 | 87.6852 | INF | 0
large | p3 | t18 | 0 | 107.4219 | INF | 0
large | p3 | t19 | 0 | 105.4509 | INF | 0
large | p3 | t20 | 0 | 86.5578 | INF | 0
large | p3 | t21 | 0 | 98.8732 | INF | 0
large | p3 | t22 | 0 | 109.9877 | INF | 0
large | p3 | t23 | 0 | 130.6489 | INF | 0
large | p3 | t24 | 0 | 106.0897 | INF | 0
large | p4 | t1 | 0 | 139.7234 | INF | 0
large | p4 | t2 | 0 | 139.6944 | INF | 0
large | p4 | t3 | 0 | 140.4687 | INF | 0
large | p4 | t4 | 0 | 140.3555 | INF | 0
large | p4 | t5 | 0 | 140.23 | INF | 0
large | p4 | t6 | 0 | 140.0757 | INF | 0
large | p4 | t7 | 0 | 139.9203 | INF | 0
large | p4 | t8 | 0 | 139.7449 | INF | 0
large | p4 | t9 | 0 | 87.3314 | INF | 0
large | p4 | t10 | 0 | 77.3794 | INF | 0
large | p4 | t11 | 0 | 93.8141 | INF | 0
large | p4 | t12 | 0 | 77.3794 | INF | 0
large | p4 | t13 | 0 | 114.4818 | INF | 0
large | p4 | t14 | 0 | 105.74 | INF | 0
large | p4 | t15 | 0 | 95.0871 | INF | 0
large | p4 | t16 | 0 | 97.9729 | INF | 0
large | p4 | t17 | 0 | 77.3794 | INF | 0
large | p4 | t18 | 0 | 88.5741 | INF | 0
large | p4 | t19 | 0 | 92.115 | INF | 0
large | p4 | t20 | 0 | 138.1696 | INF | 0
large | p4 | t21 | 0 | 132.3384 | INF | 0
large | p4 | t22 | 0 | 100.8142 | INF | 0
large | p4 | t23 | 0 | 110.7131 | INF | 0
large | p4 | t24 | 0 | 127.2197 | INF | 0

## psi
TOC
psi | (parameter) | quadratic fit of the service pressure (m) on the flow (m^3.h^-1) for each class of pumps
c | degree | Value
small | 0 | 152.3245
small | 2 | -0.0010392
large | 0 | 178.3516
large | 2 | -0.00037

## Qmax
TOC
Qmax | (parameter) | DÃ©bit maximum
c | d | Value
small | p1 | 382.8559
small | p2 | 382.8559
large | p1 | 694.2848
large | p2 | 694.2848
large | p3 | 694.2848
large | p4 | 694.2848

## Qmin
TOC
Qmin | (parameter) | DÃ©bit minimum
c | d | Value
small | p1 | 1
small | p2 | 1
large | p1 | 1
large | p2 | 1
large | p3 | 1
large | p4 | 1

## Qpipe
TOC
Qpipe | (variable) | DÃ©bit dans le tuyau (l) Ã (t)
n | n | t | Lowerbound | Value | Upperbound | Marginal
s | j39 | t1 | 0 | 982.0879 | INF | 0
s | j39 | t2 | 0 | 981.6332 | INF | 0
s | j39 | t3 | 0 | 993.7811 | INF | 0
s | j39 | t4 | 0 | 992.0046 | INF | 0
s | j39 | t5 | 0 | 990.035 | INF | 0
s | j39 | t6 | 0 | 987.6145 | INF | 0
s | j39 | t7 | 0 | 985.1776 | INF | 0
s | j39 | t8 | 0 | 982.4253 | INF | 0
s | j39 | t9 | 0 | 43.0331 | INF | 0
s | j39 | t10 | 0 | 203.6404 | INF | 0
s | j39 | t11 | 0 | 120.496 | INF | 0
s | j39 | t12 | 0 | 291.2264 | INF | 0
s | j39 | t13 | 0 | 295.0418 | INF | 0
s | j39 | t14 | 0 | 373.3598 | INF | 0
s | j39 | t15 | 0 | 73.4521 | INF | 0
s | j39 | t16 | 0 | 508.1451 | INF | 0
s | j39 | t17 | 0 | 289.7489 | INF | 0
s | j39 | t18 | 0 | 349.4924 | INF | 0
s | j39 | t19 | 0 | 478.7164 | INF | 0
s | j39 | t20 | 0 | 553.8941 | INF | 0
s | j39 | t21 | 0 | 634.5657 | INF | 0
s | j39 | t22 | 0 | 351.7131 | INF | 0
s | j39 | t23 | 0 | 601.1727 | INF | 0
s | j39 | t24 | 0 | 443.1126 | INF | 0
j39 | j14 | t1 | 0 | 372.6556 | INF | 0
j39 | j14 | t2 | 0 | 375.296 | INF | 0
j39 | j14 | t3 | 0 | 390.8916 | INF | 6.9655e-12
j39 | j14 | t4 | 0 | 393.0047 | INF | 6.8459e-12
j39 | j14 | t5 | 0 | 395.3149 | INF | 8.1986e-12
j39 | j14 | t6 | 0 | 397.7674 | INF | 1.2058e-11
j39 | j14 | t7 | 0 | 400.7322 | INF | -8.0197e-12
j39 | j14 | t8 | 0 | 403.7529 | INF | 0
j39 | j14 | t9 | 0 | 43.0331 | INF | 0
j39 | j14 | t10 | 0 | 203.6404 | INF | 0
j39 | j14 | t11 | 0 | 112.7069 | INF | 0
j39 | j14 | t12 | 0 | 182.8017 | INF | 0
j39 | j14 | t13 | 0 | 295.0418 | INF | 0
j39 | j14 | t14 | 0 | 373.3598 | INF | 0
j39 | j14 | t15 | 0 | 73.4521 | INF | 0
j39 | j14 | t16 | 0 | 301.5865 | INF | 0
j39 | j14 | t17 | 0 | 182.7882 | INF | 0
j39 | j14 | t18 | 0 | 132.861 | INF | 0
j39 | j14 | t19 | 0 | 220.8223 | INF | 0
j39 | j14 | t20 | 0 | 315.1826 | INF | 0
j39 | j14 | t21 | 0 | 405.375 | INF | 0
j39 | j14 | t22 | 0 | 240.3922 | INF | 0
j39 | j14 | t23 | 0 | 295.1885 | INF | 0
j39 | j14 | t24 | 0 | 183.8626 | INF | 0
j39 | j2 | t1 | 0 | 609.4323 | INF | 0
j39 | j2 | t2 | 0 | 606.3373 | INF | 0
j39 | j2 | t3 | 0 | 602.8895 | INF | 0
j39 | j2 | t4 | 0 | 598.9999 | INF | 0
j39 | j2 | t5 | 0 | 594.7201 | INF | 0
j39 | j2 | t6 | 0 | 589.8471 | INF | 0
j39 | j2 | t7 | 0 | 584.4455 | INF | 0
j39 | j2 | t8 | 0 | 578.6724 | INF | 0
j39 | j2 | t9 | 0 | 0 | INF | 0
j39 | j2 | t10 | 0 | 0 | INF | 0
j39 | j2 | t11 | 0 | 7.7891 | INF | 0
j39 | j2 | t12 | 0 | 108.4247 | INF | 0
j39 | j2 | t13 | 0 | 0 | INF | 0
j39 | j2 | t14 | 0 | 0 | INF | 0
j39 | j2 | t15 | 0 | 0 | INF | 0
j39 | j2 | t16 | 0 | 206.5586 | INF | 0
j39 | j2 | t17 | 0 | 106.9608 | INF | 0
j39 | j2 | t18 | 0 | 216.6314 | INF | 0
j39 | j2 | t19 | 0 | 257.8941 | INF | 0
j39 | j2 | t20 | 0 | 238.7115 | INF | 0
j39 | j2 | t21 | 0 | 229.1907 | INF | 0
j39 | j2 | t22 | 0 | 111.3209 | INF | 0
j39 | j2 | t23 | 0 | 305.9842 | INF | 0
j39 | j2 | t24 | 0 | 259.25 | INF | 0
j14 | j16 | t1 | 0 | 352.9942 | INF | 0
j14 | j16 | t2 | 0 | 354.6655 | INF | 0
j14 | j16 | t3 | 0 | 366.3519 | INF | 0
j14 | j16 | t4 | 0 | 367.5813 | INF | 0
j14 | j16 | t5 | 0 | 368.9358 | INF | 0
j14 | j16 | t6 | 0 | 370.3555 | INF | 0
j14 | j16 | t7 | 0 | 372.1447 | INF | 0
j14 | j16 | t8 | 0 | 373.9663 | INF | 0
j14 | j16 | t9 | 0 | 43.0331 | INF | 0
j14 | j16 | t10 | 0 | 203.6404 | INF | 0
j14 | j16 | t11 | 0 | 112.7069 | INF | 0
j14 | j16 | t12 | 0 | 182.8017 | INF | 0
j14 | j16 | t13 | 0 | 295.0418 | INF | 0
j14 | j16 | t14 | 0 | 373.3598 | INF | 0
j14 | j16 | t15 | 0 | 73.4521 | INF | 0
j14 | j16 | t16 | 0 | 301.5865 | INF | 0
j14 | j16 | t17 | 0 | 161.1982 | INF | 0
j14 | j16 | t18 | 0 | 132.861 | INF | 0
j14 | j16 | t19 | 0 | 220.8223 | INF | 0
j14 | j16 | t20 | 0 | 315.1826 | INF | 0
j14 | j16 | t21 | 0 | 385.875 | INF | 0
j14 | j16 | t22 | 0 | 216.2223 | INF | 0
j14 | j16 | t23 | 0 | 273.1885 | INF | 0
j14 | j16 | t24 | 0 | 163.8626 | INF | 0
j14 | r12 | t1 | 0 | 19.6614 | INF | 0
j14 | r12 | t2 | 0 | 20.6305 | INF | 0
j14 | r12 | t3 | 0 | 24.5397 | INF | 0
j14 | r12 | t4 | 0 | 25.4234 | INF | 0
j14 | r12 | t5 | 0 | 26.3791 | INF | 0
j14 | r12 | t6 | 0 | 27.4119 | INF | 0
j14 | r12 | t7 | 0 | 28.5874 | INF | 0
j14 | r12 | t8 | 0 | 29.7865 | INF | 0
j14 | r12 | t9 | 0 | 5.1602e-05 | INF | 0
j14 | r12 | t10 | 0 | 0 | INF | 0
j14 | r12 | t11 | 0 | 0 | INF | 0
j14 | r12 | t12 | 0 | 0 | INF | 0
j14 | r12 | t13 | 0 | 0 | INF | 0
j14 | r12 | t14 | 0 | 0 | INF | 0
j14 | r12 | t15 | 0 | 0 | INF | 0
j14 | r12 | t16 | 0 | 0 | INF | 0
j14 | r12 | t17 | 0 | 21.59 | INF | 0
j14 | r12 | t18 | 0 | 0 | INF | 0
j14 | r12 | t19 | 0 | 0 | INF | 0
j14 | r12 | t20 | 0 | 0 | INF | 0
j14 | r12 | t21 | 0 | 19.5 | INF | 0
j14 | r12 | t22 | 0 | 24.17 | INF | 0
j14 | r12 | t23 | 0 | 22 | INF | 0
j14 | r12 | t24 | 0 | 20 | INF | 0
j16 | j17 | t1 | 0 | 103.5466 | INF | 0
j16 | j17 | t2 | 0 | 104.0488 | INF | 0
j16 | j17 | t3 | 0 | 107.5604 | INF | 0
j16 | j17 | t4 | 0 | 107.9298 | INF | 0
j16 | j17 | t5 | 0 | 108.3368 | INF | 0
j16 | j17 | t6 | 0 | 108.7634 | INF | 0
j16 | j17 | t7 | 0 | 109.301 | INF | 0
j16 | j17 | t8 | 0 | 109.8484 | INF | 0
j16 | j17 | t9 | 0 | 43.0329 | INF | 0
j16 | j17 | t10 | 0 | 174.4112 | INF | 0
j16 | j17 | t11 | 0 | 32.8959 | INF | 0
j16 | j17 | t12 | 0 | 118.605 | INF | 0
j16 | j17 | t13 | 0 | 83.4018 | INF | 0
j16 | j17 | t14 | 0 | 146.4319 | INF | 0
j16 | j17 | t15 | 0 | 54.5361 | INF | 0
j16 | j17 | t16 | 0 | 169.807 | INF | 0
j16 | j17 | t17 | 0 | 51.4236 | INF | 0
j16 | j17 | t18 | 0 | 22.0419 | INF | 0
j16 | j17 | t19 | 0 | 130.0593 | INF | 0
j16 | j17 | t20 | 0 | 133.0305 | INF | 0
j16 | j17 | t21 | 0 | 170.1244 | INF | 0
j16 | j17 | t22 | 0 | 182.2158 | INF | 0
j16 | j17 | t23 | 0 | 91.7356 | INF | 0
j16 | j17 | t24 | 0 | 80.062 | INF | 0
j16 | j24 | t1 | 0 | 249.4476 | INF | 0
j16 | j24 | t2 | 0 | 250.6167 | INF | 0
j16 | j24 | t3 | 0 | 258.7915 | INF | 0
j16 | j24 | t4 | 0 | 259.6515 | INF | 0
j16 | j24 | t5 | 0 | 260.599 | INF | 0
j16 | j24 | t6 | 0 | 261.5921 | INF | 0
j16 | j24 | t7 | 0 | 262.8437 | INF | 0
j16 | j24 | t8 | 0 | 264.1179 | INF | 0
j16 | j24 | t9 | 0 | 0.00012758 | INF | 0
j16 | j24 | t10 | 0 | 29.2292 | INF | 0
j16 | j24 | t11 | 0 | 79.811 | INF | 0
j16 | j24 | t12 | 0 | 64.1966 | INF | 0
j16 | j24 | t13 | 0 | 211.6401 | INF | 0
j16 | j24 | t14 | 0 | 226.9279 | INF | 0
j16 | j24 | t15 | 0 | 18.916 | INF | 0
j16 | j24 | t16 | 0 | 131.7795 | INF | 0
j16 | j24 | t17 | 0 | 109.7746 | INF | 0
j16 | j24 | t18 | 0 | 110.8192 | INF | 0
j16 | j24 | t19 | 0 | 90.763 | INF | 0
j16 | j24 | t20 | 0 | 182.1521 | INF | 0
j16 | j24 | t21 | 0 | 215.7506 | INF | 0
j16 | j24 | t22 | 0 | 34.0065 | INF | 0
j16 | j24 | t23 | 0 | 181.4529 | INF | 0
j16 | j24 | t24 | 0 | 83.8006 | INF | 0
j17 | j19 | t1 | 0 | 97.0714 | INF | 0
j17 | j19 | t2 | 0 | 97.5353 | INF | 0
j17 | j19 | t3 | 0 | 100.7795 | INF | 0
j17 | j19 | t4 | 0 | 101.1207 | INF | 0
j17 | j19 | t5 | 0 | 101.4967 | INF | 0
j17 | j19 | t6 | 0 | 101.8908 | INF | 0
j17 | j19 | t7 | 0 | 102.3875 | INF | 0
j17 | j19 | t8 | 0 | 102.8932 | INF | 0
j17 | j19 | t9 | 0 | 43.0329 | INF | 0
j17 | j19 | t10 | 0 | 174.4112 | INF | 0
j17 | j19 | t11 | 0 | 32.8959 | INF | 0
j17 | j19 | t12 | 0 | 118.605 | INF | 0
j17 | j19 | t13 | 0 | 83.4018 | INF | 0
j17 | j19 | t14 | 0 | 146.4319 | INF | 0
j17 | j19 | t15 | 0 | 54.5361 | INF | 0
j17 | j19 | t16 | 0 | 169.807 | INF | 0
j17 | j19 | t17 | 0 | 51.4236 | INF | 0
j17 | j19 | t18 | 0 | 22.0419 | INF | 0
j17 | j19 | t19 | 0 | 130.0593 | INF | 0
j17 | j19 | t20 | 0 | 133.0305 | INF | 0
j17 | j19 | t21 | 0 | 170.1244 | INF | 0
j17 | j19 | t22 | 0 | 182.2158 | INF | 0
j17 | j19 | t23 | 0 | 91.7356 | INF | 0
j17 | j19 | t24 | 0 | 80.062 | INF | 0
j17 | r13 | t1 | 0 | 6.4752 | INF | 0
j17 | r13 | t2 | 0 | 6.5135 | INF | 0
j17 | r13 | t3 | 0 | 6.7809 | INF | 0
j17 | r13 | t4 | 0 | 6.8091 | INF | 0
j17 | r13 | t5 | 0 | 6.8401 | INF | 0
j17 | r13 | t6 | 0 | 6.8726 | INF | 0
j17 | r13 | t7 | 0 | 6.9135 | INF | 0
j17 | r13 | t8 | 0 | 6.9552 | INF | 0
j17 | r13 | t9 | 0 | 0 | INF | 0.0017728
j17 | r13 | t10 | 0 | 0 | INF | 0.0017728
j17 | r13 | t11 | 0 | 0 | INF | 0.0017728
j17 | r13 | t12 | 0 | 0 | INF | 0.0017728
j17 | r13 | t13 | 0 | 0 | INF | 0.0017728
j17 | r13 | t14 | 0 | 0 | INF | 0.0017728
j17 | r13 | t15 | 0 | 0 | INF | 0.0017728
j17 | r13 | t16 | 0 | 0 | INF | 0.0017728
j17 | r13 | t17 | 0 | 0 | INF | 0.0017728
j17 | r13 | t18 | 0 | 0 | INF | 0.0017728
j17 | r13 | t19 | 0 | 0 | INF | 0.0017728
j17 | r13 | t20 | 0 | 0 | INF | 0.0017728
j17 | r13 | t21 | 0 | 0 | INF | 0.0017728
j17 | r13 | t22 | 0 | 0 | INF | 0.0017728
j17 | r13 | t23 | 0 | 0 | INF | 0.0017728
j17 | r13 | t24 | 0 | 0 | INF | 0.0017728
j19 | j21 | t1 | 0 | 67 | INF | 0
j19 | j21 | t2 | 0 | 66.16 | INF | 0
j19 | j21 | t3 | 0 | 42.33 | INF | 0
j19 | j21 | t4 | 0 | 42.4621 | INF | 0
j19 | j21 | t5 | 0 | 42.6256 | INF | 0
j19 | j21 | t6 | 0 | 42.7969 | INF | 0
j19 | j21 | t7 | 0 | 43.0129 | INF | 0
j19 | j21 | t8 | 0 | 43.2328 | INF | 0
j19 | j21 | t9 | 0 | 43.0329 | INF | 0
j19 | j21 | t10 | 0 | 174.4112 | INF | 0
j19 | j21 | t11 | 0 | 29.85 | INF | 0
j19 | j21 | t12 | 0 | 114.3658 | INF | 0
j19 | j21 | t13 | 0 | 83.4018 | INF | 0
j19 | j21 | t14 | 0 | 146.4319 | INF | 0
j19 | j21 | t15 | 0 | 54.5361 | INF | 0
j19 | j21 | t16 | 0 | 169.807 | INF | 0
j19 | j21 | t17 | 0 | 51.4236 | INF | 0
j19 | j21 | t18 | 0 | 22.0419 | INF | 0
j19 | j21 | t19 | 0 | 100.2293 | INF | 0
j19 | j21 | t20 | 0 | 101.5305 | INF | 0
j19 | j21 | t21 | 0 | 59.4544 | INF | 0
j19 | j21 | t22 | 0 | 182.2158 | INF | 0
j19 | j21 | t23 | 0 | 91.7356 | INF | 0
j19 | j21 | t24 | 0 | 44.732 | INF | 0
j19 | r132 | t1 | 0 | 30.0714 | INF | 0
j19 | r132 | t2 | 0 | 31.3753 | INF | 0
j19 | r132 | t3 | 0 | 58.4495 | INF | 0
j19 | r132 | t4 | 0 | 58.6587 | INF | 0
j19 | r132 | t5 | 0 | 58.8712 | INF | 0
j19 | r132 | t6 | 0 | 59.0939 | INF | 0
j19 | r132 | t7 | 0 | 59.3746 | INF | 0
j19 | r132 | t8 | 0 | 59.6604 | INF | 0
j19 | r132 | t9 | 0 | 0 | INF | 0
j19 | r132 | t10 | 0 | 0 | INF | 0
j19 | r132 | t11 | 0 | 3.0458 | INF | 0
j19 | r132 | t12 | 0 | 4.2392 | INF | 0
j19 | r132 | t13 | 0 | 0 | INF | 0
j19 | r132 | t14 | 0 | 0 | INF | 0
j19 | r132 | t15 | 0 | 0 | INF | 0
j19 | r132 | t16 | 0 | 0 | INF | 0
j19 | r132 | t17 | 0 | 0 | INF | 0
j19 | r132 | t18 | 0 | 0 | INF | 0
j19 | r132 | t19 | 0 | 29.83 | INF | 0
j19 | r132 | t20 | 0 | 31.5 | INF | 0
j19 | r132 | t21 | 0 | 110.67 | INF | 0
j19 | r132 | t22 | 0 | 0 | INF | 0
j19 | r132 | t23 | 0 | 0 | INF | 0
j19 | r132 | t24 | 0 | 35.33 | INF | 0
j21 | r133 | t1 | 0 | 56.17 | INF | 0
j21 | r133 | t2 | 0 | 59.33 | INF | 0
j21 | r133 | t3 | 0 | 37.33 | INF | 0
j21 | r133 | t4 | 0 | 38.2921 | INF | 0
j21 | r133 | t5 | 0 | 39.6256 | INF | 0
j21 | r133 | t6 | 0 | 37.2969 | INF | 0
j21 | r133 | t7 | 0 | 41.0129 | INF | 0
j21 | r133 | t8 | 0 | 42.2328 | INF | 0
j21 | r133 | t9 | 0 | 23.9744 | INF | 0
j21 | r133 | t10 | 0 | 128.9986 | INF | 0
j21 | r133 | t11 | 0 | 29.85 | INF | 0
j21 | r133 | t12 | 0 | 113.7765 | INF | 0
j21 | r133 | t13 | 0 | 83.4018 | INF | 0
j21 | r133 | t14 | 0 | 123.8549 | INF | 0
j21 | r133 | t15 | 0 | 49.3436 | INF | 0
j21 | r133 | t16 | 0 | 156.807 | INF | 0
j21 | r133 | t17 | 0 | 38.4236 | INF | 0
j21 | r133 | t18 | 0 | 14.7694 | INF | 0
j21 | r133 | t19 | 0 | 88.3993 | INF | 0
j21 | r133 | t20 | 0 | 93.5305 | INF | 0
j21 | r133 | t21 | 0 | 44.4544 | INF | 0
j21 | r133 | t22 | 0 | 162.2157 | INF | 0
j21 | r133 | t23 | 0 | 64.8381 | INF | 0
j21 | r133 | t24 | 0 | 44.732 | INF | 0
j21 | r134 | t1 | 0 | 10.83 | INF | 0
j21 | r134 | t2 | 0 | 6.83 | INF | 0
j21 | r134 | t3 | 0 | 5 | INF | 0
j21 | r134 | t4 | 0 | 4.17 | INF | 0
j21 | r134 | t5 | 0 | 3 | INF | 0
j21 | r134 | t6 | 0 | 5.5 | INF | 0
j21 | r134 | t7 | 0 | 2 | INF | 0
j21 | r134 | t8 | 0 | 1 | INF | 0
j21 | r134 | t9 | 0 | 19.0586 | INF | 0
j21 | r134 | t10 | 0 | 45.4126 | INF | 0
j21 | r134 | t11 | 0 | 0 | INF | 0
j21 | r134 | t12 | 0 | 0.58934 | INF | 0
j21 | r134 | t13 | 0 | 0 | INF | 0
j21 | r134 | t14 | 0 | 22.577 | INF | 0
j21 | r134 | t15 | 0 | 5.1926 | INF | 0
j21 | r134 | t16 | 0 | 13 | INF | 0
j21 | r134 | t17 | 0 | 13 | INF | 0
j21 | r134 | t18 | 0 | 7.2725 | INF | 0
j21 | r134 | t19 | 0 | 11.83 | INF | 0
j21 | r134 | t20 | 0 | 8 | INF | 0
j21 | r134 | t21 | 0 | 15 | INF | 0
j21 | r134 | t22 | 0 | 20 | INF | 0
j21 | r134 | t23 | 0 | 26.8975 | INF | 0
j21 | r134 | t24 | 0 | 0 | INF | 0
j24 | j26 | t1 | 0 | 248.1976 | INF | 0
j24 | j26 | t2 | 0 | 250.6167 | INF | 0
j24 | j26 | t3 | 0 | 248.0023 | INF | 0
j24 | j26 | t4 | 0 | 251.6054 | INF | 0
j24 | j26 | t5 | 0 | 252.3243 | INF | 0
j24 | j26 | t6 | 0 | 244.5103 | INF | 0
j24 | j26 | t7 | 0 | 250.0008 | INF | 0
j24 | j26 | t8 | 0 | 254.9026 | INF | 0
j24 | j26 | t9 | 0 | 0.00012758 | INF | 0
j24 | j26 | t10 | 0 | 29.2292 | INF | 0
j24 | j26 | t11 | 0 | 79.811 | INF | 0
j24 | j26 | t12 | 0 | 64.1966 | INF | 0
j24 | j26 | t13 | 0 | 211.6401 | INF | 0
j24 | j26 | t14 | 0 | 226.9279 | INF | 0
j24 | j26 | t15 | 0 | 18.916 | INF | 0
j24 | j26 | t16 | 0 | 131.7795 | INF | 0
j24 | j26 | t17 | 0 | 109.7746 | INF | 0
j24 | j26 | t18 | 0 | 110.8192 | INF | 0
j24 | j26 | t19 | 0 | 90.763 | INF | 0
j24 | j26 | t20 | 0 | 182.1521 | INF | 0
j24 | j26 | t21 | 0 | 215.7506 | INF | 0
j24 | j26 | t22 | 0 | 34.0065 | INF | 0
j24 | j26 | t23 | 0 | 181.4529 | INF | 0
j24 | j26 | t24 | 0 | 83.8006 | INF | 0
j24 | r14 | t1 | 0 | 1.25 | INF | 0
j24 | r14 | t2 | 0 | 0 | INF | 0
j24 | r14 | t3 | 0 | 10.7892 | INF | 0
j24 | r14 | t4 | 0 | 8.0461 | INF | 0
j24 | r14 | t5 | 0 | 8.2747 | INF | 0
j24 | r14 | t6 | 0 | 17.0818 | INF | 0
j24 | r14 | t7 | 0 | 12.8429 | INF | 0
j24 | r14 | t8 | 0 | 9.2153 | INF | 0
j24 | r14 | t9 | 0 | 0 | INF | 0.0021305
j24 | r14 | t10 | 0 | 0 | INF | 0.0021305
j24 | r14 | t11 | 0 | 0 | INF | 0.0021305
j24 | r14 | t12 | 0 | 0 | INF | 0.0021305
j24 | r14 | t13 | 0 | 0 | INF | 0.0021305
j24 | r14 | t14 | 0 | 0 | INF | 0.0021305
j24 | r14 | t15 | 0 | 0 | INF | 0.0021305
j24 | r14 | t16 | 0 | 0 | INF | 0.0021305
j24 | r14 | t17 | 0 | 0 | INF | 0.0021305
j24 | r14 | t18 | 0 | 0 | INF | 0.0021305
j24 | r14 | t19 | 0 | 0 | INF | 0.0021305
j24 | r14 | t20 | 0 | 0 | INF | 0.0021305
j24 | r14 | t21 | 0 | 0 | INF | 0.0021305
j24 | r14 | t22 | 0 | 0 | INF | 0.0021305
j24 | r14 | t23 | 0 | 0 | INF | 0.0021305
j24 | r14 | t24 | 0 | 0 | INF | 0.0021305
j26 | j27 | t1 | 0 | 61.4011 | INF | 0
j26 | j27 | t2 | 0 | 66.9745 | INF | 0
j26 | j27 | t3 | 0 | 71.7559 | INF | 0
j26 | j27 | t4 | 0 | 190.6795 | INF | 0
j26 | j27 | t5 | 0 | 16.414 | INF | 0
j26 | j27 | t6 | 0 | 140.9154 | INF | 0
j26 | j27 | t7 | 0 | 159.5209 | INF | 0
j26 | j27 | t8 | 0 | 75.4537 | INF | 0
j26 | j27 | t9 | 0 | 0.00012758 | INF | 0
j26 | j27 | t10 | 0 | 29.2292 | INF | 0
j26 | j27 | t11 | 0 | 79.811 | INF | 0
j26 | j27 | t12 | 0 | 0 | INF | 0
j26 | j27 | t13 | 0 | 131.1387 | INF | 0
j26 | j27 | t14 | 0 | 0 | INF | 0
j26 | j27 | t15 | 0 | 0 | INF | 0
j26 | j27 | t16 | 0 | 0 | INF | 0
j26 | j27 | t17 | 0 | 109.7746 | INF | 0
j26 | j27 | t18 | 0 | 110.8192 | INF | 0
j26 | j27 | t19 | 0 | 77.3819 | INF | 0
j26 | j27 | t20 | 0 | 50.7665 | INF | 0
j26 | j27 | t21 | 0 | 92.6196 | INF | 0
j26 | j27 | t22 | 0 | 21.5142 | INF | 0
j26 | j27 | t23 | 0 | 95.83 | INF | 0
j26 | j27 | t24 | 0 | 67 | INF | 0
j26 | j30 | t1 | 0 | 186.7965 | INF | 0
j26 | j30 | t2 | 0 | 183.6421 | INF | 0
j26 | j30 | t3 | 0 | 176.2465 | INF | 0
j26 | j30 | t4 | 0 | 60.9259 | INF | 0
j26 | j30 | t5 | 0 | 235.9103 | INF | 0
j26 | j30 | t6 | 0 | 103.5949 | INF | 0
j26 | j30 | t7 | 0 | 90.4799 | INF | 0
j26 | j30 | t8 | 0 | 179.4489 | INF | 0
j26 | j30 | t9 | 0 | 0 | INF | 0
j26 | j30 | t10 | 0 | 0 | INF | 0
j26 | j30 | t11 | 0 | 0 | INF | 0
j26 | j30 | t12 | 0 | 64.1966 | INF | 0
j26 | j30 | t13 | 0 | 80.5013 | INF | 0
j26 | j30 | t14 | 0 | 226.9279 | INF | 0
j26 | j30 | t15 | 0 | 18.916 | INF | 0
j26 | j30 | t16 | 0 | 131.7795 | INF | 0
j26 | j30 | t17 | 0 | 1.7854e-06 | INF | 0
j26 | j30 | t18 | 0 | 0 | INF | 0
j26 | j30 | t19 | 0 | 13.3811 | INF | 0
j26 | j30 | t20 | 0 | 131.3857 | INF | 0
j26 | j30 | t21 | 0 | 123.131 | INF | 0
j26 | j30 | t22 | 0 | 12.4923 | INF | 0
j26 | j30 | t23 | 0 | 85.6229 | INF | 0
j26 | j30 | t24 | 0 | 16.8006 | INF | 0
j27 | r16 | t1 | 0 | 14.0711 | INF | 0
j27 | r16 | t2 | 0 | 13.9746 | INF | 0
j27 | r16 | t3 | 0 | 15.2048 | INF | 0
j27 | r16 | t4 | 0 | 64.0564 | INF | 0
j27 | r16 | t5 | 0 | 0 | INF | 0
j27 | r16 | t6 | 0 | 10.1044 | INF | 0
j27 | r16 | t7 | 0 | 34.5888 | INF | 0
j27 | r16 | t8 | 0 | 2 | INF | 0
j27 | r16 | t9 | 0 | 0 | INF | 0
j27 | r16 | t10 | 0 | 0 | INF | 0
j27 | r16 | t11 | 0 | 12.705 | INF | 0
j27 | r16 | t12 | 0 | 0 | INF | 0
j27 | r16 | t13 | 0 | 2.17 | INF | 0
j27 | r16 | t14 | 0 | 0 | INF | 0
j27 | r16 | t15 | 0 | 0 | INF | 0
j27 | r16 | t16 | 0 | 0 | INF | 0
j27 | r16 | t17 | 0 | 48.665 | INF | 0
j27 | r16 | t18 | 0 | 23.13 | INF | 0
j27 | r16 | t19 | 0 | 0 | INF | 0
j27 | r16 | t20 | 0 | 0 | INF | 0
j27 | r16 | t21 | 0 | 0 | INF | 0
j27 | r16 | t22 | 0 | 0 | INF | 0
j27 | r16 | t23 | 0 | 0 | INF | 0
j27 | r16 | t24 | 0 | 0 | INF | 0
j27 | r161 | t1 | 0 | 47.33 | INF | 0
j27 | r161 | t2 | 0 | 53 | INF | 0
j27 | r161 | t3 | 0 | 56.5511 | INF | 0
j27 | r161 | t4 | 0 | 126.6231 | INF | 0
j27 | r161 | t5 | 0 | 16.414 | INF | 0
j27 | r161 | t6 | 0 | 130.811 | INF | 0
j27 | r161 | t7 | 0 | 124.9321 | INF | 0
j27 | r161 | t8 | 0 | 73.4537 | INF | 0
j27 | r161 | t9 | 0 | 0.00012758 | INF | 0
j27 | r161 | t10 | 0 | 29.2292 | INF | 0
j27 | r161 | t11 | 0 | 67.106 | INF | 0
j27 | r161 | t12 | 0 | 0 | INF | 0
j27 | r161 | t13 | 0 | 128.9687 | INF | 0
j27 | r161 | t14 | 0 | 0 | INF | 0
j27 | r161 | t15 | 0 | 0 | INF | 0
j27 | r161 | t16 | 0 | 0 | INF | 0
j27 | r161 | t17 | 0 | 61.1096 | INF | 0
j27 | r161 | t18 | 0 | 87.6892 | INF | 0
j27 | r161 | t19 | 0 | 77.3819 | INF | 0
j27 | r161 | t20 | 0 | 50.7665 | INF | 0
j27 | r161 | t21 | 0 | 92.6196 | INF | 0
j27 | r161 | t22 | 0 | 21.5142 | INF | 0
j27 | r161 | t23 | 0 | 95.83 | INF | 0
j27 | r161 | t24 | 0 | 67 | INF | 0
j30 | r15 | t1 | 0 | 37.4941 | INF | 0
j30 | r15 | t2 | 0 | 148.7639 | INF | 0
j30 | r15 | t3 | 0 | 0 | INF | 0
j30 | r15 | t4 | 0 | 0 | INF | 0
j30 | r15 | t5 | 0 | 100.742 | INF | 0
j30 | r15 | t6 | 0 | 0 | INF | 0
j30 | r15 | t7 | 0 | 0 | INF | 0
j30 | r15 | t8 | 0 | 18.83 | INF | 0
j30 | r15 | t9 | 0 | 0 | INF | 0
j30 | r15 | t10 | 0 | 0 | INF | 0
j30 | r15 | t11 | 0 | 0 | INF | 0
j30 | r15 | t12 | 0 | 64.1966 | INF | 0
j30 | r15 | t13 | 0 | 58.9734 | INF | 0
j30 | r15 | t14 | 0 | 65.0732 | INF | 0
j30 | r15 | t15 | 0 | 0 | INF | 0
j30 | r15 | t16 | 0 | 0 | INF | 0
j30 | r15 | t17 | 0 | 0 | INF | 0
j30 | r15 | t18 | 0 | 0 | INF | 0
j30 | r15 | t19 | 0 | 13.3811 | INF | 0
j30 | r15 | t20 | 0 | 62.3857 | INF | 0
j30 | r15 | t21 | 0 | 0 | INF | 0
j30 | r15 | t22 | 0 | 0 | INF | 0
j30 | r15 | t23 | 0 | 0 | INF | 0
j30 | r15 | t24 | 0 | 0 | INF | 0
j30 | r151 | t1 | 0 | 149.3024 | INF | 0
j30 | r151 | t2 | 0 | 34.8782 | INF | 0
j30 | r151 | t3 | 0 | 176.2465 | INF | 0
j30 | r151 | t4 | 0 | 60.9259 | INF | 0
j30 | r151 | t5 | 0 | 135.1683 | INF | 0
j30 | r151 | t6 | 0 | 103.5949 | INF | 0
j30 | r151 | t7 | 0 | 90.4799 | INF | 0
j30 | r151 | t8 | 0 | 160.6189 | INF | 0
j30 | r151 | t9 | 0 | 0 | INF | 0
j30 | r151 | t10 | 0 | 0 | INF | 0
j30 | r151 | t11 | 0 | 0 | INF | 0
j30 | r151 | t12 | 0 | 0 | INF | 0
j30 | r151 | t13 | 0 | 21.5279 | INF | 0
j30 | r151 | t14 | 0 | 161.8547 | INF | 0
j30 | r151 | t15 | 0 | 18.916 | INF | 0
j30 | r151 | t16 | 0 | 131.7795 | INF | 0
j30 | r151 | t17 | 0 | 1.7854e-06 | INF | 0
j30 | r151 | t18 | 0 | 0 | INF | 0
j30 | r151 | t19 | 0 | 0 | INF | 0
j30 | r151 | t20 | 0 | 69 | INF | 0
j30 | r151 | t21 | 0 | 123.131 | INF | 0
j30 | r151 | t22 | 0 | 12.4923 | INF | 0
j30 | r151 | t23 | 0 | 85.6229 | INF | 0
j30 | r151 | t24 | 0 | 16.8006 | INF | 0
j2 | j3 | t1 | 0 | 111.2287 | INF | 0
j2 | j3 | t2 | 0 | 110.9879 | INF | 0
j2 | j3 | t3 | 0 | 114.3216 | INF | 0
j2 | j3 | t4 | 0 | 114.7079 | INF | 0
j2 | j3 | t5 | 0 | 115.0381 | INF | 0
j2 | j3 | t6 | 0 | 115.2019 | INF | 0
j2 | j3 | t7 | 0 | 115.3219 | INF | 0
j2 | j3 | t8 | 0 | 115.2571 | INF | 0
j2 | j3 | t9 | 0 | 0 | INF | 0
j2 | j3 | t10 | 0 | 0 | INF | 0
j2 | j3 | t11 | 0 | 0 | INF | 0
j2 | j3 | t12 | 0 | 60.8506 | INF | 0
j2 | j3 | t13 | 0 | 0 | INF | 0
j2 | j3 | t14 | 0 | 0 | INF | 0
j2 | j3 | t15 | 0 | 0 | INF | 0
j2 | j3 | t16 | 0 | 0 | INF | 0
j2 | j3 | t17 | 0 | 106.9608 | INF | 0
j2 | j3 | t18 | 0 | 0 | INF | 0
j2 | j3 | t19 | 0 | 0 | INF | 0
j2 | j3 | t20 | 0 | 75.4984 | INF | 0
j2 | j3 | t21 | 0 | 0 | INF | 0
j2 | j3 | t22 | 0 | 6.3209 | INF | 0
j2 | j3 | t23 | 0 | 37.3142 | INF | 0
j2 | j3 | t24 | 0 | 38 | INF | 0
j2 | j6 | t1 | 0 | 498.2036 | INF | 0
j2 | j6 | t2 | 0 | 495.3494 | INF | 0
j2 | j6 | t3 | 0 | 488.5679 | INF | 0
j2 | j6 | t4 | 0 | 484.292 | INF | 0
j2 | j6 | t5 | 0 | 479.6821 | INF | 0
j2 | j6 | t6 | 0 | 474.6453 | INF | 0
j2 | j6 | t7 | 0 | 469.1236 | INF | 0
j2 | j6 | t8 | 0 | 463.4153 | INF | 0
j2 | j6 | t9 | 0 | 0 | INF | 0
j2 | j6 | t10 | 0 | 0 | INF | 0
j2 | j6 | t11 | 0 | 7.7891 | INF | 0
j2 | j6 | t12 | 0 | 47.5741 | INF | 0
j2 | j6 | t13 | 0 | 0 | INF | 0
j2 | j6 | t14 | 0 | 0 | INF | 0
j2 | j6 | t15 | 0 | 0 | INF | 0
j2 | j6 | t16 | 0 | 206.5586 | INF | 0
j2 | j6 | t17 | 0 | 0 | INF | 0
j2 | j6 | t18 | 0 | 216.6314 | INF | 0
j2 | j6 | t19 | 0 | 257.8941 | INF | 0
j2 | j6 | t20 | 0 | 163.213 | INF | 0
j2 | j6 | t21 | 0 | 229.1907 | INF | 0
j2 | j6 | t22 | 0 | 105 | INF | 0
j2 | j6 | t23 | 0 | 268.67 | INF | 0
j2 | j6 | t24 | 0 | 221.25 | INF | 0
j3 | r17 | t1 | 0 | 65.1528 | INF | 0
j3 | r17 | t2 | 0 | 35.5797 | INF | 0
j3 | r17 | t3 | 0 | 40.8056 | INF | 0
j3 | r17 | t4 | 0 | 43.5427 | INF | 0
j3 | r17 | t5 | 0 | 43.9224 | INF | 0
j3 | r17 | t6 | 0 | 48.4504 | INF | 0
j3 | r17 | t7 | 0 | 41.0626 | INF | 0
j3 | r17 | t8 | 0 | 84.2188 | INF | 0
j3 | r17 | t9 | 0 | 0 | INF | 0
j3 | r17 | t10 | 0 | 0 | INF | 0
j3 | r17 | t11 | 0 | 0 | INF | 0
j3 | r17 | t12 | 0 | 60.8506 | INF | 0
j3 | r17 | t13 | 0 | 0 | INF | 0
j3 | r17 | t14 | 0 | 0 | INF | 0
j3 | r17 | t15 | 0 | 0 | INF | 0
j3 | r17 | t16 | 0 | 0 | INF | 0
j3 | r17 | t17 | 0 | 106.9608 | INF | 0
j3 | r17 | t18 | 0 | 0 | INF | 0
j3 | r17 | t19 | 0 | 0 | INF | 0
j3 | r17 | t20 | 0 | 75.4984 | INF | 0
j3 | r17 | t21 | 0 | 0 | INF | 0
j3 | r17 | t22 | 0 | 6.3209 | INF | 0
j3 | r17 | t23 | 0 | 37.3142 | INF | 0
j3 | r17 | t24 | 0 | 38 | INF | 0
j3 | r171 | t1 | 0 | 46.0759 | INF | 0
j3 | r171 | t2 | 0 | 75.4081 | INF | 0
j3 | r171 | t3 | 0 | 73.516 | INF | 0
j3 | r171 | t4 | 0 | 71.1652 | INF | 0
j3 | r171 | t5 | 0 | 71.1157 | INF | 0
j3 | r171 | t6 | 0 | 66.7515 | INF | 0
j3 | r171 | t7 | 0 | 74.2593 | INF | 0
j3 | r171 | t8 | 0 | 31.0383 | INF | 0
j3 | r171 | t9 | 0 | 0 | INF | 0.0025291
j3 | r171 | t10 | 0 | 0 | INF | 0.0025291
j3 | r171 | t11 | 0 | 0 | INF | 0.0025291
j3 | r171 | t12 | 0 | 0 | INF | 0.0025291
j3 | r171 | t13 | 0 | 0 | INF | 0.0025291
j3 | r171 | t14 | 0 | 0 | INF | 0.0025291
j3 | r171 | t15 | 0 | 0 | INF | 0.0025291
j3 | r171 | t16 | 0 | 0 | INF | 0.0025291
j3 | r171 | t17 | 0 | 0 | INF | 0.0025291
j3 | r171 | t18 | 0 | 0 | INF | 0.0025291
j3 | r171 | t19 | 0 | 0 | INF | 0.0025291
j3 | r171 | t20 | 0 | 0 | INF | 0.0025291
j3 | r171 | t21 | 0 | 0 | INF | 0.0025291
j3 | r171 | t22 | 0 | 0 | INF | 0.0025291
j3 | r171 | t23 | 0 | 0 | INF | 0.0025291
j3 | r171 | t24 | 0 | 0 | INF | 0.0025291
j6 | j7 | t1 | 0 | 287.9664 | INF | 0
j6 | j7 | t2 | 0 | 284.2683 | INF | 0
j6 | j7 | t3 | 0 | 278.7822 | INF | 0
j6 | j7 | t4 | 0 | 276.8728 | INF | 0
j6 | j7 | t5 | 0 | 274.9101 | INF | 0
j6 | j7 | t6 | 0 | 273.0535 | INF | 0
j6 | j7 | t7 | 0 | 271.097 | INF | 0
j6 | j7 | t8 | 0 | 269.2395 | INF | 0
j6 | j7 | t9 | 0 | 0 | INF | 0
j6 | j7 | t10 | 0 | 0 | INF | 0
j6 | j7 | t11 | 0 | 0 | INF | 0
j6 | j7 | t12 | 0 | 27.4482 | INF | 0
j6 | j7 | t13 | 0 | 0 | INF | 0
j6 | j7 | t14 | 0 | 0 | INF | 0
j6 | j7 | t15 | 0 | 0 | INF | 0
j6 | j7 | t16 | 0 | 55.3231 | INF | 0
j6 | j7 | t17 | 0 | 0 | INF | 0
j6 | j7 | t18 | 0 | 57.086 | INF | 0
j6 | j7 | t19 | 0 | 97.6032 | INF | 0
j6 | j7 | t20 | 0 | 99.479 | INF | 0
j6 | j7 | t21 | 0 | 88.1907 | INF | 0
j6 | j7 | t22 | 0 | 0 | INF | 0
j6 | j7 | t23 | 0 | 153.5 | INF | 0
j6 | j7 | t24 | 0 | 95.92 | INF | 0
j6 | j10 | t1 | 0 | 210.2371 | INF | 0
j6 | j10 | t2 | 0 | 211.0811 | INF | 0
j6 | j10 | t3 | 0 | 209.7857 | INF | 0
j6 | j10 | t4 | 0 | 207.4192 | INF | 0
j6 | j10 | t5 | 0 | 204.772 | INF | 0
j6 | j10 | t6 | 0 | 201.5918 | INF | 0
j6 | j10 | t7 | 0 | 198.0266 | INF | 0
j6 | j10 | t8 | 0 | 194.1758 | INF | 0
j6 | j10 | t9 | 0 | 0 | INF | 0
j6 | j10 | t10 | 0 | 0 | INF | 0
j6 | j10 | t11 | 0 | 7.7891 | INF | 0
j6 | j10 | t12 | 0 | 20.126 | INF | 0
j6 | j10 | t13 | 0 | 0 | INF | 0
j6 | j10 | t14 | 0 | 0 | INF | 0
j6 | j10 | t15 | 0 | 0 | INF | 0
j6 | j10 | t16 | 0 | 151.2355 | INF | 0
j6 | j10 | t17 | 0 | 0 | INF | 0
j6 | j10 | t18 | 0 | 159.5454 | INF | 0
j6 | j10 | t19 | 0 | 160.2909 | INF | 0
j6 | j10 | t20 | 0 | 63.734 | INF | 0
j6 | j10 | t21 | 0 | 141 | INF | 0
j6 | j10 | t22 | 0 | 105 | INF | 0
j6 | j10 | t23 | 0 | 115.17 | INF | 0
j6 | j10 | t24 | 0 | 125.33 | INF | 0
j7 | r19 | t1 | 0 | 125.8528 | INF | 0
j7 | r19 | t2 | 0 | 126.6422 | INF | 0
j7 | r19 | t3 | 0 | 126.7534 | INF | 0
j7 | r19 | t4 | 0 | 127.4781 | INF | 0
j7 | r19 | t5 | 0 | 128.2135 | INF | 0
j7 | r19 | t6 | 0 | 129.1048 | INF | 0
j7 | r19 | t7 | 0 | 130.0115 | INF | 0
j7 | r19 | t8 | 0 | 131.0485 | INF | 0
j7 | r19 | t9 | 0 | 0 | INF | 0
j7 | r19 | t10 | 0 | 0 | INF | 0
j7 | r19 | t11 | 0 | 0 | INF | 0
j7 | r19 | t12 | 0 | 27.4482 | INF | 0
j7 | r19 | t13 | 0 | 0 | INF | 0
j7 | r19 | t14 | 0 | 0 | INF | 0
j7 | r19 | t15 | 0 | 0 | INF | 0
j7 | r19 | t16 | 0 | 55.3231 | INF | 0
j7 | r19 | t17 | 0 | 0 | INF | 0
j7 | r19 | t18 | 0 | 57.086 | INF | 0
j7 | r19 | t19 | 0 | 97.6032 | INF | 0
j7 | r19 | t20 | 0 | 65.564 | INF | 0
j7 | r19 | t21 | 0 | 88.1907 | INF | 0
j7 | r19 | t22 | 0 | 0 | INF | 0
j7 | r19 | t23 | 0 | 90.5 | INF | 0
j7 | r19 | t24 | 0 | 41.67 | INF | 0
j7 | r191 | t1 | 0 | 162.1136 | INF | 0
j7 | r191 | t2 | 0 | 157.6261 | INF | 0
j7 | r191 | t3 | 0 | 152.0288 | INF | 0
j7 | r191 | t4 | 0 | 149.3947 | INF | 0
j7 | r191 | t5 | 0 | 146.6966 | INF | 0
j7 | r191 | t6 | 0 | 143.9487 | INF | 0
j7 | r191 | t7 | 0 | 141.0855 | INF | 0
j7 | r191 | t8 | 0 | 138.191 | INF | 0
j7 | r191 | t9 | 0 | 0 | INF | 0
j7 | r191 | t10 | 0 | 0 | INF | 0
j7 | r191 | t11 | 0 | 0 | INF | 0
j7 | r191 | t12 | 0 | 0 | INF | 0
j7 | r191 | t13 | 0 | 0 | INF | 0
j7 | r191 | t14 | 0 | 0 | INF | 0
j7 | r191 | t15 | 0 | 0 | INF | 0
j7 | r191 | t16 | 0 | 0 | INF | 0
j7 | r191 | t17 | 0 | 0 | INF | 0
j7 | r191 | t18 | 0 | 0 | INF | 0
j7 | r191 | t19 | 0 | 0 | INF | 0
j7 | r191 | t20 | 0 | 33.915 | INF | 0
j7 | r191 | t21 | 0 | 0 | INF | 0
j7 | r191 | t22 | 0 | 0 | INF | 0
j7 | r191 | t23 | 0 | 63 | INF | 0
j7 | r191 | t24 | 0 | 54.25 | INF | 0
j10 | r18 | t1 | 0 | 54.0069 | INF | 0
j10 | r18 | t2 | 0 | 52.8448 | INF | 0
j10 | r18 | t3 | 0 | 51.304 | INF | 0
j10 | r18 | t4 | 0 | 42.7111 | INF | 0
j10 | r18 | t5 | 0 | 34.1434 | INF | 0
j10 | r18 | t6 | 0 | 25.5647 | INF | 0
j10 | r18 | t7 | 0 | 17.0475 | INF | 0
j10 | r18 | t8 | 0 | 8.6225 | INF | 0
j10 | r18 | t9 | 0 | 0 | INF | 0
j10 | r18 | t10 | 0 | 0 | INF | 0
j10 | r18 | t11 | 0 | 7.7891 | INF | 0
j10 | r18 | t12 | 0 | 20.126 | INF | 0
j10 | r18 | t13 | 0 | 0 | INF | 0
j10 | r18 | t14 | 0 | 0 | INF | 0
j10 | r18 | t15 | 0 | 0 | INF | 0
j10 | r18 | t16 | 0 | 0 | INF | 0
j10 | r18 | t17 | 0 | 0 | INF | 0
j10 | r18 | t18 | 0 | 0 | INF | 0
j10 | r18 | t19 | 0 | 0 | INF | 0
j10 | r18 | t20 | 0 | 0 | INF | 0
j10 | r18 | t21 | 0 | 3.33 | INF | 0
j10 | r18 | t22 | 0 | 21.33 | INF | 0
j10 | r18 | t23 | 0 | 19 | INF | 0
j10 | r18 | t24 | 0 | 15 | INF | 0
j10 | r181 | t1 | 0 | 156.2302 | INF | 0
j10 | r181 | t2 | 0 | 158.2363 | INF | 0
j10 | r181 | t3 | 0 | 158.4817 | INF | 0
j10 | r181 | t4 | 0 | 164.7081 | INF | 0
j10 | r181 | t5 | 0 | 170.6285 | INF | 0
j10 | r181 | t6 | 0 | 176.0271 | INF | 0
j10 | r181 | t7 | 0 | 180.979 | INF | 0
j10 | r181 | t8 | 0 | 185.5532 | INF | 0
j10 | r181 | t9 | 0 | 0 | INF | 0
j10 | r181 | t10 | 0 | 0 | INF | 0
j10 | r181 | t11 | 0 | 0 | INF | 0
j10 | r181 | t12 | 0 | 0 | INF | 0
j10 | r181 | t13 | 0 | 0 | INF | 0
j10 | r181 | t14 | 0 | 0 | INF | 0
j10 | r181 | t15 | 0 | 0 | INF | 0
j10 | r181 | t16 | 0 | 151.2355 | INF | 0
j10 | r181 | t17 | 0 | 0 | INF | 0
j10 | r181 | t18 | 0 | 159.5454 | INF | 0
j10 | r181 | t19 | 0 | 160.2909 | INF | 0
j10 | r181 | t20 | 0 | 63.734 | INF | 0
j10 | r181 | t21 | 0 | 137.67 | INF | 0
j10 | r181 | t22 | 0 | 83.67 | INF | 0
j10 | r181 | t23 | 0 | 96.17 | INF | 0
j10 | r181 | t24 | 0 | 110.33 | INF | 0

## Qpompe
TOC
Qpompe | (variable) | DÃ©bit de la pompe (k) Ã (t)
c | d | t | Lowerbound | Value | Upperbound | Marginal
small | p1 | t1 | 0 | 0 | INF | 0
small | p1 | t2 | 0 | 0 | INF | 0
small | p1 | t3 | 0 | 0 | INF | 0
small | p1 | t4 | 0 | 0 | INF | 0
small | p1 | t5 | 0 | 0 | INF | 0
small | p1 | t6 | 0 | 0 | INF | 0
small | p1 | t7 | 0 | 0 | INF | 0
small | p1 | t8 | 0 | 0 | INF | 0
small | p1 | t9 | 0 | 0 | INF | 0
small | p1 | t10 | 0 | 0 | INF | 0
small | p1 | t11 | 0 | 0 | INF | 0
small | p1 | t12 | 0 | 0 | INF | 0
small | p1 | t13 | 0 | 0 | INF | 0
small | p1 | t14 | 0 | 0 | INF | 0
small | p1 | t15 | 0 | 0 | INF | 0
small | p1 | t16 | 0 | 0 | INF | 0
small | p1 | t17 | 0 | 0 | INF | 0
small | p1 | t18 | 0 | 0 | INF | 0
small | p1 | t19 | 0 | 0 | INF | 0
small | p1 | t20 | 0 | 0 | INF | 0
small | p1 | t21 | 0 | 0 | INF | 0
small | p1 | t22 | 0 | 0 | INF | 0
small | p1 | t23 | 0 | 0 | INF | 0
small | p1 | t24 | 0 | 0 | INF | 0
small | p2 | t1 | 0 | 0 | INF | 0
small | p2 | t2 | 0 | 0 | INF | 0
small | p2 | t3 | 0 | 0 | INF | 0
small | p2 | t4 | 0 | 0 | INF | 0
small | p2 | t5 | 0 | 0 | INF | 0
small | p2 | t6 | 0 | 0 | INF | 0
small | p2 | t7 | 0 | 0 | INF | 0
small | p2 | t8 | 0 | 0 | INF | 0
small | p2 | t9 | 0 | 0 | INF | 0
small | p2 | t10 | 0 | 0 | INF | 0
small | p2 | t11 | 0 | 0 | INF | 0
small | p2 | t12 | 0 | 0 | INF | 0
small | p2 | t13 | 0 | 0 | INF | 0
small | p2 | t14 | 0 | 0 | INF | 0
small | p2 | t15 | 0 | 0 | INF | 0
small | p2 | t16 | 0 | 0 | INF | 0
small | p2 | t17 | 0 | 0 | INF | 0
small | p2 | t18 | 0 | 0 | INF | 0
small | p2 | t19 | 0 | 0 | INF | 0
small | p2 | t20 | 0 | 0 | INF | 0
small | p2 | t21 | 0 | 0 | INF | 0
small | p2 | t22 | 0 | 0 | INF | 0
small | p2 | t23 | 0 | 0 | INF | 0
small | p2 | t24 | 0 | 0 | INF | 0
large | p1 | t1 | 0 | 245.522 | INF | 0
large | p1 | t2 | 0 | 245.4083 | INF | 0
large | p1 | t3 | 0 | 248.4453 | INF | 0
large | p1 | t4 | 0 | 248.0011 | INF | 0
large | p1 | t5 | 0 | 247.5088 | INF | 0
large | p1 | t6 | 0 | 246.9036 | INF | 0
large | p1 | t7 | 0 | 246.2944 | INF | 0
large | p1 | t8 | 0 | 245.6063 | INF | 0
large | p1 | t9 | 0 | 1 | INF | 0
large | p1 | t10 | 0 | 143.4633 | INF | 0
large | p1 | t11 | 0 | 53.0367 | INF | 0
large | p1 | t12 | 0 | 35.5462 | INF | 0
large | p1 | t13 | 0 | 1 | INF | 0
large | p1 | t14 | 0 | 1 | INF | 0
large | p1 | t15 | 0 | 1 | INF | 0
large | p1 | t16 | 0 | 142.1248 | INF | 0
large | p1 | t17 | 0 | 34.8655 | INF | 0
large | p1 | t18 | 0 | 66.9603 | INF | 0
large | p1 | t19 | 0 | 77.047 | INF | 0
large | p1 | t20 | 0 | 179.4279 | INF | 0
large | p1 | t21 | 0 | 182.3759 | INF | 0
large | p1 | t22 | 0 | 1 | INF | 0
large | p1 | t23 | 0 | 67.7634 | INF | 0
large | p1 | t24 | 0 | 11.5426 | INF | 0
large | p2 | t1 | 0 | 245.522 | INF | 0
large | p2 | t2 | 0 | 245.4083 | INF | 0
large | p2 | t3 | 0 | 248.4453 | INF | 0
large | p2 | t4 | 0 | 248.0011 | INF | 0
large | p2 | t5 | 0 | 247.5088 | INF | 0
large | p2 | t6 | 0 | 246.9036 | INF | 0
large | p2 | t7 | 0 | 246.2944 | INF | 0
large | p2 | t8 | 0 | 245.6063 | INF | 0
large | p2 | t9 | 0 | 1 | INF | 0
large | p2 | t10 | 0 | 1 | INF | 0
large | p2 | t11 | 0 | 1 | INF | 0
large | p2 | t12 | 0 | 116.4144 | INF | 0
large | p2 | t13 | 0 | 1 | INF | 0
large | p2 | t14 | 0 | 96.0029 | INF | 0
large | p2 | t15 | 0 | 1 | INF | 0
large | p2 | t16 | 0 | 142.1248 | INF | 0
large | p2 | t17 | 0 | 212.4625 | INF | 0
large | p2 | t18 | 0 | 118.7942 | INF | 0
large | p2 | t19 | 0 | 231.774 | INF | 0
large | p2 | t20 | 0 | 98.0391 | INF | 0
large | p2 | t21 | 0 | 150.3312 | INF | 0
large | p2 | t22 | 0 | 128.904 | INF | 0
large | p2 | t23 | 0 | 191.7394 | INF | 0
large | p2 | t24 | 0 | 121.4837 | INF | 0
large | p3 | t1 | 0 | 245.522 | INF | 0
large | p3 | t2 | 0 | 245.4083 | INF | 0
large | p3 | t3 | 0 | 248.4453 | INF | 0
large | p3 | t4 | 0 | 248.0011 | INF | 0
large | p3 | t5 | 0 | 247.5088 | INF | 0
large | p3 | t6 | 0 | 246.9036 | INF | 0
large | p3 | t7 | 0 | 246.2944 | INF | 0
large | p3 | t8 | 0 | 245.6063 | INF | 0
large | p3 | t9 | 0 | 1 | INF | 0
large | p3 | t10 | 0 | 58.1771 | INF | 0
large | p3 | t11 | 0 | 1 | INF | 0
large | p3 | t12 | 0 | 138.2658 | INF | 0
large | p3 | t13 | 0 | 146.5209 | INF | 0
large | p3 | t14 | 0 | 164.1227 | INF | 0
large | p3 | t15 | 0 | 1 | INF | 0
large | p3 | t16 | 0 | 142.1248 | INF | 0
large | p3 | t17 | 0 | 41.4209 | INF | 0
large | p3 | t18 | 0 | 118.8308 | INF | 0
large | p3 | t19 | 0 | 111.1005 | INF | 0
large | p3 | t20 | 0 | 36.9992 | INF | 0
large | p3 | t21 | 0 | 85.3018 | INF | 0
large | p3 | t22 | 0 | 128.8943 | INF | 0
large | p3 | t23 | 0 | 209.9306 | INF | 0
large | p3 | t24 | 0 | 113.6057 | INF | 0
large | p4 | t1 | 0 | 245.522 | INF | 0
large | p4 | t2 | 0 | 245.4083 | INF | 0
large | p4 | t3 | 0 | 248.4453 | INF | 0
large | p4 | t4 | 0 | 248.0011 | INF | 0
large | p4 | t5 | 0 | 247.5088 | INF | 0
large | p4 | t6 | 0 | 246.9036 | INF | 0
large | p4 | t7 | 0 | 246.2944 | INF | 0
large | p4 | t8 | 0 | 245.6063 | INF | 0
large | p4 | t9 | 0 | 40.0331 | INF | 0
large | p4 | t10 | 0 | 1 | INF | 0
large | p4 | t11 | 0 | 65.4594 | INF | 0
large | p4 | t12 | 0 | 1 | INF | 0
large | p4 | t13 | 0 | 146.5209 | INF | 0
large | p4 | t14 | 0 | 112.2342 | INF | 0
large | p4 | t15 | 0 | 70.4521 | INF | 0
large | p4 | t16 | 0 | 81.7707 | INF | 0
large | p4 | t17 | 0 | 1 | INF | 0
large | p4 | t18 | 0 | 44.9071 | INF | 0
large | p4 | t19 | 0 | 58.795 | INF | 0
large | p4 | t20 | 0 | 239.4279 | INF | 0
large | p4 | t21 | 0 | 216.5568 | INF | 0
large | p4 | t22 | 0 | 92.9148 | INF | 0
large | p4 | t23 | 0 | 131.7394 | INF | 0
large | p4 | t24 | 0 | 196.4806 | INF | 0

## Qpompe_inf
TOC
Qpompe_inf | (equation) | Borne infÃ©rieur pompe (k) Ã (t)
c | d | t | Lowerbound | Value | Upperbound | Marginal
small | p1 | t1 | 0 | 0 | INF | 0
small | p1 | t2 | 0 | 0 | INF | 0
small | p1 | t3 | 0 | 0 | INF | 0
small | p1 | t4 | 0 | 0 | INF | 0
small | p1 | t5 | 0 | 0 | INF | 0
small | p1 | t6 | 0 | 0 | INF | 0
small | p1 | t7 | 0 | 0 | INF | 0
small | p1 | t8 | 0 | 0 | INF | 0
small | p1 | t9 | 0 | 0 | INF | 0
small | p1 | t10 | 0 | 0 | INF | 0
small | p1 | t11 | 0 | 0 | INF | 0
small | p1 | t12 | 0 | 0 | INF | 0
small | p1 | t13 | 0 | 0 | INF | 0
small | p1 | t14 | 0 | 0 | INF | 0
small | p1 | t15 | 0 | 0 | INF | 0
small | p1 | t16 | 0 | 0 | INF | 0
small | p1 | t17 | 0 | 0 | INF | 0
small | p1 | t18 | 0 | 0 | INF | 0
small | p1 | t19 | 0 | 0 | INF | 0
small | p1 | t20 | 0 | 0 | INF | 0
small | p1 | t21 | 0 | 0 | INF | 0
small | p1 | t22 | 0 | 0 | INF | 0
small | p1 | t23 | 0 | 0 | INF | 0
small | p1 | t24 | 0 | 0 | INF | 0
small | p2 | t1 | 0 | 0 | INF | 0
small | p2 | t2 | 0 | 0 | INF | 0
small | p2 | t3 | 0 | 0 | INF | 0
small | p2 | t4 | 0 | 0 | INF | 0
small | p2 | t5 | 0 | 0 | INF | 0
small | p2 | t6 | 0 | 0 | INF | 0
small | p2 | t7 | 0 | 0 | INF | 0
small | p2 | t8 | 0 | 0 | INF | 0
small | p2 | t9 | 0 | 0 | INF | 0
small | p2 | t10 | 0 | 0 | INF | 0
small | p2 | t11 | 0 | 0 | INF | 0
small | p2 | t12 | 0 | 0 | INF | 0
small | p2 | t13 | 0 | 0 | INF | 0
small | p2 | t14 | 0 | 0 | INF | 0
small | p2 | t15 | 0 | 0 | INF | 0
small | p2 | t16 | 0 | 0 | INF | 0
small | p2 | t17 | 0 | 0 | INF | 0
small | p2 | t18 | 0 | 0 | INF | 0
small | p2 | t19 | 0 | 0 | INF | 0
small | p2 | t20 | 0 | 0 | INF | 0
small | p2 | t21 | 0 | 0 | INF | 0
small | p2 | t22 | 0 | 0 | INF | 0
small | p2 | t23 | 0 | 0 | INF | 0
small | p2 | t24 | 0 | 0 | INF | 0
large | p1 | t1 | 0 | 244.522 | INF | 0
large | p1 | t2 | 0 | 244.4083 | INF | 0
large | p1 | t3 | 0 | 247.4453 | INF | 0
large | p1 | t4 | 0 | 247.0011 | INF | 0
large | p1 | t5 | 0 | 246.5088 | INF | 0
large | p1 | t6 | 0 | 245.9036 | INF | 0
large | p1 | t7 | 0 | 245.2944 | INF | 0
large | p1 | t8 | 0 | 244.6063 | INF | 0
large | p1 | t9 | 0 | 0 | INF | 0
large | p1 | t10 | 0 | 142.4633 | INF | 0
large | p1 | t11 | 0 | 52.0367 | INF | 0
large | p1 | t12 | 0 | 34.5462 | INF | 0
large | p1 | t13 | 0 | 0 | INF | 0
large | p1 | t14 | 0 | 0 | INF | 0
large | p1 | t15 | 0 | 0 | INF | 0
large | p1 | t16 | 0 | 141.1248 | INF | 0
large | p1 | t17 | 0 | 33.8655 | INF | 0
large | p1 | t18 | 0 | 65.9603 | INF | 0
large | p1 | t19 | 0 | 76.047 | INF | 0
large | p1 | t20 | 0 | 178.4279 | INF | 0
large | p1 | t21 | 0 | 181.3759 | INF | 0
large | p1 | t22 | 0 | 0 | INF | 0
large | p1 | t23 | 0 | 66.7634 | INF | 0
large | p1 | t24 | 0 | 10.5426 | INF | 0
large | p2 | t1 | 0 | 244.522 | INF | 0
large | p2 | t2 | 0 | 244.4083 | INF | 0
large | p2 | t3 | 0 | 247.4453 | INF | 0
large | p2 | t4 | 0 | 247.0011 | INF | 0
large | p2 | t5 | 0 | 246.5088 | INF | 0
large | p2 | t6 | 0 | 245.9036 | INF | 0
large | p2 | t7 | 0 | 245.2944 | INF | 0
large | p2 | t8 | 0 | 244.6063 | INF | 0
large | p2 | t9 | 0 | 0 | INF | 0
large | p2 | t10 | 0 | 0 | INF | 0
large | p2 | t11 | 0 | 0 | INF | 0
large | p2 | t12 | 0 | 115.4144 | INF | 0
large | p2 | t13 | 0 | 0 | INF | 0
large | p2 | t14 | 0 | 95.0029 | INF | 0
large | p2 | t15 | 0 | 0 | INF | 0
large | p2 | t16 | 0 | 141.1248 | INF | 0
large | p2 | t17 | 0 | 211.4625 | INF | 0
large | p2 | t18 | 0 | 117.7942 | INF | 0
large | p2 | t19 | 0 | 230.774 | INF | 0
large | p2 | t20 | 0 | 97.0391 | INF | 0
large | p2 | t21 | 0 | 149.3312 | INF | 0
large | p2 | t22 | 0 | 127.904 | INF | 0
large | p2 | t23 | 0 | 190.7394 | INF | 0
large | p2 | t24 | 0 | 120.4837 | INF | 0
large | p3 | t1 | 0 | 244.522 | INF | 0
large | p3 | t2 | 0 | 244.4083 | INF | 0
large | p3 | t3 | 0 | 247.4453 | INF | 0
large | p3 | t4 | 0 | 247.0011 | INF | 0
large | p3 | t5 | 0 | 246.5088 | INF | 0
large | p3 | t6 | 0 | 245.9036 | INF | 0
large | p3 | t7 | 0 | 245.2944 | INF | 0
large | p3 | t8 | 0 | 244.6063 | INF | 0
large | p3 | t9 | 0 | 0 | INF | 0
large | p3 | t10 | 0 | 57.1771 | INF | 0
large | p3 | t11 | 0 | 0 | INF | 0
large | p3 | t12 | 0 | 137.2658 | INF | 0
large | p3 | t13 | 0 | 145.5209 | INF | 0
large | p3 | t14 | 0 | 163.1227 | INF | 0
large | p3 | t15 | 0 | 0 | INF | 0
large | p3 | t16 | 0 | 141.1248 | INF | 0
large | p3 | t17 | 0 | 40.4209 | INF | 0
large | p3 | t18 | 0 | 117.8308 | INF | 0
large | p3 | t19 | 0 | 110.1005 | INF | 0
large | p3 | t20 | 0 | 35.9992 | INF | 0
large | p3 | t21 | 0 | 84.3018 | INF | 0
large | p3 | t22 | 0 | 127.8943 | INF | 0
large | p3 | t23 | 0 | 208.9306 | INF | 0
large | p3 | t24 | 0 | 112.6057 | INF | 0
large | p4 | t1 | 0 | 244.522 | INF | 0
large | p4 | t2 | 0 | 244.4083 | INF | 0
large | p4 | t3 | 0 | 247.4453 | INF | 0
large | p4 | t4 | 0 | 247.0011 | INF | 0
large | p4 | t5 | 0 | 246.5088 | INF | 0
large | p4 | t6 | 0 | 245.9036 | INF | 0
large | p4 | t7 | 0 | 245.2944 | INF | 0
large | p4 | t8 | 0 | 244.6063 | INF | 0
large | p4 | t9 | 0 | 39.0331 | INF | 0
large | p4 | t10 | 0 | 0 | INF | 0
large | p4 | t11 | 0 | 64.4594 | INF | 0
large | p4 | t12 | 0 | 0 | INF | 0
large | p4 | t13 | 0 | 145.5209 | INF | 0
large | p4 | t14 | 0 | 111.2342 | INF | 0
large | p4 | t15 | 0 | 69.4521 | INF | 0
large | p4 | t16 | 0 | 80.7707 | INF | 0
large | p4 | t17 | 0 | 0 | INF | 0
large | p4 | t18 | 0 | 43.9071 | INF | 0
large | p4 | t19 | 0 | 57.795 | INF | 0
large | p4 | t20 | 0 | 238.4279 | INF | 0
large | p4 | t21 | 0 | 215.5568 | INF | 0
large | p4 | t22 | 0 | 91.9148 | INF | 0
large | p4 | t23 | 0 | 130.7394 | INF | 0
large | p4 | t24 | 0 | 195.4806 | INF | 0

## Qpompe_sup
TOC
Qpompe_sup | (equation) | Borne supÃ©rieur pompe (k) Ã (t)
c | d | t | Lowerbound | Value | Upperbound | Marginal
small | p1 | t1 | -INF | 0 | 0 | -0.0015611
small | p1 | t2 | -INF | 0 | 0 | -0.0015604
small | p1 | t3 | -INF | 0 | 0 | -0.001558
small | p1 | t4 | -INF | 0 | 0 | -0.0015573
small | p1 | t5 | -INF | 0 | 0 | -0.0015567
small | p1 | t6 | -INF | 0 | 0 | -0.001556
small | p1 | t7 | -INF | 0 | 0 | -0.0015552
small | p1 | t8 | -INF | 0 | 0 | -0.0015544
small | p1 | t9 | -INF | 0 | 0 | -0.00058065
small | p1 | t10 | -INF | 0 | 0 | -0.00058065
small | p1 | t11 | -INF | 0 | 0 | -0.00058065
small | p1 | t12 | -INF | 0 | 0 | -0.00058065
small | p1 | t13 | -INF | 0 | 0 | -0.00058065
small | p1 | t14 | -INF | 0 | 0 | -0.00058065
small | p1 | t15 | -INF | 0 | 0 | -0.00058065
small | p1 | t16 | -INF | 0 | 0 | -0.00058065
small | p1 | t17 | -INF | 0 | 0 | -0.00058065
small | p1 | t18 | -INF | 0 | 0 | -0.00058065
small | p1 | t19 | -INF | 0 | 0 | -0.00058065
small | p1 | t20 | -INF | 0 | 0 | -0.00058065
small | p1 | t21 | -INF | 0 | 0 | -0.00058065
small | p1 | t22 | -INF | 0 | 0 | -0.00058065
small | p1 | t23 | -INF | 0 | 0 | -0.00058065
small | p1 | t24 | -INF | 0 | 0 | -0.00058065
small | p2 | t1 | -INF | 0 | 0 | -0.0015611
small | p2 | t2 | -INF | 0 | 0 | -0.0015604
small | p2 | t3 | -INF | 0 | 0 | -0.001558
small | p2 | t4 | -INF | 0 | 0 | -0.0015573
small | p2 | t5 | -INF | 0 | 0 | -0.0015567
small | p2 | t6 | -INF | 0 | 0 | -0.001556
small | p2 | t7 | -INF | 0 | 0 | -0.0015552
small | p2 | t8 | -INF | 0 | 0 | -0.0015544
small | p2 | t9 | -INF | 0 | 0 | -0.00058065
small | p2 | t10 | -INF | 0 | 0 | -0.00058065
small | p2 | t11 | -INF | 0 | 0 | -0.00058065
small | p2 | t12 | -INF | 0 | 0 | -0.00058065
small | p2 | t13 | -INF | 0 | 0 | -0.00058065
small | p2 | t14 | -INF | 0 | 0 | -0.00058065
small | p2 | t15 | -INF | 0 | 0 | -0.00058065
small | p2 | t16 | -INF | 0 | 0 | -0.00058065
small | p2 | t17 | -INF | 0 | 0 | -0.00058065
small | p2 | t18 | -INF | 0 | 0 | -0.00058065
small | p2 | t19 | -INF | 0 | 0 | -0.00058065
small | p2 | t20 | -INF | 0 | 0 | -0.00058065
small | p2 | t21 | -INF | 0 | 0 | -0.00058065
small | p2 | t22 | -INF | 0 | 0 | -0.00058065
small | p2 | t23 | -INF | 0 | 0 | -0.00058065
small | p2 | t24 | -INF | 0 | 0 | -0.00058065
large | p1 | t1 | -INF | -448.7628 | 0 | 0
large | p1 | t2 | -INF | -448.8765 | 0 | 0
large | p1 | t3 | -INF | -445.8395 | 0 | 0
large | p1 | t4 | -INF | -446.2836 | 0 | 0
large | p1 | t5 | -INF | -446.776 | 0 | 0
large | p1 | t6 | -INF | -447.3811 | 0 | 0
large | p1 | t7 | -INF | -447.9904 | 0 | 0
large | p1 | t8 | -INF | -448.6785 | 0 | 0
large | p1 | t9 | -INF | -693.2848 | 0 | 0
large | p1 | t10 | -INF | -550.8215 | 0 | 0
large | p1 | t11 | -INF | -641.2481 | 0 | 0
large | p1 | t12 | -INF | -658.7386 | 0 | 0
large | p1 | t13 | -INF | -693.2848 | 0 | 0
large | p1 | t14 | -INF | -693.2848 | 0 | 0
large | p1 | t15 | -INF | -693.2848 | 0 | 0
large | p1 | t16 | -INF | -552.16 | 0 | 0
large | p1 | t17 | -INF | -659.4192 | 0 | 0
large | p1 | t18 | -INF | -627.3245 | 0 | 0
large | p1 | t19 | -INF | -617.2378 | 0 | 0
large | p1 | t20 | -INF | -514.8569 | 0 | 0
large | p1 | t21 | -INF | -511.9089 | 0 | 0
large | p1 | t22 | -INF | -693.2848 | 0 | 0
large | p1 | t23 | -INF | -626.5214 | 0 | 0
large | p1 | t24 | -INF | -682.7422 | 0 | 0
large | p2 | t1 | -INF | -448.7628 | 0 | 0
large | p2 | t2 | -INF | -448.8765 | 0 | 0
large | p2 | t3 | -INF | -445.8395 | 0 | 0
large | p2 | t4 | -INF | -446.2836 | 0 | 0
large | p2 | t5 | -INF | -446.776 | 0 | 0
large | p2 | t6 | -INF | -447.3811 | 0 | 0
large | p2 | t7 | -INF | -447.9904 | 0 | 0
large | p2 | t8 | -INF | -448.6785 | 0 | 0
large | p2 | t9 | -INF | -693.2848 | 0 | 0
large | p2 | t10 | -INF | -693.2848 | 0 | 0
large | p2 | t11 | -INF | -693.2848 | 0 | 0
large | p2 | t12 | -INF | -577.8704 | 0 | 0
large | p2 | t13 | -INF | -693.2848 | 0 | 0
large | p2 | t14 | -INF | -598.2819 | 0 | 0
large | p2 | t15 | -INF | -693.2848 | 0 | 0
large | p2 | t16 | -INF | -552.16 | 0 | 0
large | p2 | t17 | -INF | -481.8223 | 0 | 0
large | p2 | t18 | -INF | -575.4906 | 0 | 0
large | p2 | t19 | -INF | -462.5108 | 0 | 0
large | p2 | t20 | -INF | -596.2456 | 0 | 0
large | p2 | t21 | -INF | -543.9536 | 0 | 0
large | p2 | t22 | -INF | -565.3808 | 0 | 0
large | p2 | t23 | -INF | -502.5454 | 0 | 0
large | p2 | t24 | -INF | -572.8011 | 0 | 0
large | p3 | t1 | -INF | -448.7628 | 0 | 0
large | p3 | t2 | -INF | -448.8765 | 0 | 0
large | p3 | t3 | -INF | -445.8395 | 0 | 0
large | p3 | t4 | -INF | -446.2836 | 0 | 0
large | p3 | t5 | -INF | -446.776 | 0 | 0
large | p3 | t6 | -INF | -447.3811 | 0 | 0
large | p3 | t7 | -INF | -447.9904 | 0 | 0
large | p3 | t8 | -INF | -448.6785 | 0 | 0
large | p3 | t9 | -INF | -693.2848 | 0 | 0
large | p3 | t10 | -INF | -636.1077 | 0 | 0
large | p3 | t11 | -INF | -693.2848 | 0 | 0
large | p3 | t12 | -INF | -556.019 | 0 | 0
large | p3 | t13 | -INF | -547.7639 | 0 | 0
large | p3 | t14 | -INF | -530.1621 | 0 | 0
large | p3 | t15 | -INF | -693.2848 | 0 | 0
large | p3 | t16 | -INF | -552.16 | 0 | 0
large | p3 | t17 | -INF | -652.8639 | 0 | 0
large | p3 | t18 | -INF | -575.454 | 0 | 0
large | p3 | t19 | -INF | -583.1843 | 0 | 0
large | p3 | t20 | -INF | -657.2856 | 0 | 0
large | p3 | t21 | -INF | -608.983 | 0 | 0
large | p3 | t22 | -INF | -565.3904 | 0 | 0
large | p3 | t23 | -INF | -484.3542 | 0 | 0
large | p3 | t24 | -INF | -580.6791 | 0 | 0
large | p4 | t1 | -INF | -448.7628 | 0 | 0
large | p4 | t2 | -INF | -448.8765 | 0 | 0
large | p4 | t3 | -INF | -445.8395 | 0 | 0
large | p4 | t4 | -INF | -446.2836 | 0 | 0
large | p4 | t5 | -INF | -446.776 | 0 | 0
large | p4 | t6 | -INF | -447.3811 | 0 | 0
large | p4 | t7 | -INF | -447.9904 | 0 | 0
large | p4 | t8 | -INF | -448.6785 | 0 | 0
large | p4 | t9 | -INF | -654.2517 | 0 | 0
large | p4 | t10 | -INF | -693.2848 | 0 | 0
large | p4 | t11 | -INF | -628.8254 | 0 | 0
large | p4 | t12 | -INF | -693.2848 | 0 | 0
large | p4 | t13 | -INF | -547.7639 | 0 | 0
large | p4 | t14 | -INF | -582.0506 | 0 | 0
large | p4 | t15 | -INF | -623.8326 | 0 | 0
large | p4 | t16 | -INF | -612.5141 | 0 | 0
large | p4 | t17 | -INF | -693.2848 | 0 | 0
large | p4 | t18 | -INF | -649.3776 | 0 | 0
large | p4 | t19 | -INF | -635.4898 | 0 | 0
large | p4 | t20 | -INF | -454.8569 | 0 | 0
large | p4 | t21 | -INF | -477.728 | 0 | 0
large | p4 | t22 | -INF | -601.37 | 0 | 0
large | p4 | t23 | -INF | -562.5454 | 0 | 0
large | p4 | t24 | -INF | -497.8042 | 0 | 0

## r
TOC
r | (set) | reservoirs
n
r12
r13
r132
r133
r134
r14
r15
r151
r16
r161
r17
r171
r18
r181
r19
r191

## Satisfaction_demande
TOC
Satisfaction_demande | (equation) | Satisfaction de la demande en (r) Ã (t)
r | t | Lowerbound | Value | Upperbound | Marginal
r12 | t1 | 96.83 | 96.83 | 96.83 | -0.0093122
r12 | t2 | -7 | -7 | -7 | -0.0093122
r12 | t3 | -4.33 | -4.33 | -4.33 | -0.0093122
r12 | t4 | -6 | -6 | -6 | -0.0093122
r12 | t5 | -6 | -6 | -6 | -0.0093122
r12 | t6 | -3.67 | -3.67 | -3.67 | -0.0093122
r12 | t7 | -2 | -2 | -2 | -0.0093122
r12 | t8 | -4 | -4 | -4 | -0.0093122
r12 | t9 | -3 | -3 | -3 | -0.011751
r12 | t10 | -9.17 | -9.17 | -9.17 | -0.011751
r12 | t11 | -13 | -13 | -13 | -0.011751
r12 | t12 | -17 | -17 | -17 | -0.011751
r12 | t13 | -21 | -21 | -21 | -0.011751
r12 | t14 | -20.67 | -20.67 | -20.67 | -0.011751
r12 | t15 | -20.17 | -20.17 | -20.17 | -0.011751
r12 | t16 | -18 | -18 | -18 | -0.011751
r12 | t17 | -15.83 | -15.83 | -15.83 | -0.011751
r12 | t18 | -17.17 | -17.17 | -17.17 | -0.011751
r12 | t19 | -13 | -13 | -13 | -0.011751
r12 | t20 | -13.33 | -13.33 | -13.33 | -0.011751
r12 | t21 | -19.5 | -19.5 | -19.5 | -0.011751
r12 | t22 | -24.17 | -24.17 | -24.17 | -0.011751
r12 | t23 | -22 | -22 | -22 | -0.011751
r12 | t24 | -20 | -20 | -20 | -0.011751
r13 | t1 | 37.24 | 37.24 | 37.24 | -0.0099784
r13 | t2 | -1.5 | -1.5 | -1.5 | -0.0099784
r13 | t3 | -1.17 | -1.17 | -1.17 | -0.0099784
r13 | t4 | -1.5 | -1.5 | -1.5 | -0.0099784
r13 | t5 | -1.83 | -1.83 | -1.83 | -0.0099784
r13 | t6 | -1.83 | -1.83 | -1.83 | -0.0099784
r13 | t7 | -1 | -1 | -1 | -0.0099784
r13 | t8 | -1 | -1 | -1 | -0.0099784
r13 | t9 | 0 | 0 | 0 | -0.0099784
r13 | t10 | -3.5 | -3.5 | -3.5 | -0.0099784
r13 | t11 | -2 | -2 | -2 | -0.0099784
r13 | t12 | -3 | -3 | -3 | -0.0099784
r13 | t13 | -4 | -4 | -4 | -0.0099784
r13 | t14 | -3 | -3 | -3 | -0.0099784
r13 | t15 | -3 | -3 | -3 | -0.0099784
r13 | t16 | -3 | -3 | -3 | -0.0099784
r13 | t17 | -2 | -2 | -2 | -0.0099784
r13 | t18 | -3 | -3 | -3 | -0.0099784
r13 | t19 | -2 | -2 | -2 | -0.0099784
r13 | t20 | -2 | -2 | -2 | -0.0099784
r13 | t21 | -4 | -4 | -4 | -0.0099784
r13 | t22 | -3 | -3 | -3 | -0.0099784
r13 | t23 | -3 | -3 | -3 | -0.0099784
r13 | t24 | -3 | -3 | -3 | -0.0099784
r132 | t1 | 214.26 | 214.26 | 214.26 | -0.010927
r132 | t2 | -19.5 | -19.5 | -19.5 | -0.010927
r132 | t3 | -16.83 | -16.83 | -16.83 | -0.010927
r132 | t4 | -7.67 | -7.67 | -7.67 | -0.010927
r132 | t5 | -9 | -9 | -9 | -0.010927
r132 | t6 | -9.67 | -9.67 | -9.67 | -0.010927
r132 | t7 | -5.83 | -5.83 | -5.83 | -0.010927
r132 | t8 | -11.67 | -11.67 | -11.67 | -0.010927
r132 | t9 | -6.5 | -6.5 | -6.5 | -0.011751
r132 | t10 | -17 | -17 | -17 | -0.011751
r132 | t11 | -33.67 | -33.67 | -33.67 | -0.011751
r132 | t12 | -41 | -41 | -41 | -0.011751
r132 | t13 | -48 | -48 | -48 | -0.011751
r132 | t14 | -37.5 | -37.5 | -37.5 | -0.011751
r132 | t15 | -34.67 | -34.67 | -34.67 | -0.011751
r132 | t16 | -35.83 | -35.83 | -35.83 | -0.011751
r132 | t17 | -35 | -35 | -35 | -0.011751
r132 | t18 | -36.33 | -36.33 | -36.33 | -0.011751
r132 | t19 | -29.83 | -29.83 | -29.83 | -0.011751
r132 | t20 | -31.5 | -31.5 | -31.5 | -0.011751
r132 | t21 | -30.83 | -30.83 | -30.83 | -0.011751
r132 | t22 | -37.17 | -37.17 | -37.17 | -0.011751
r132 | t23 | -42.67 | -42.67 | -42.67 | -0.011751
r132 | t24 | -35.33 | -35.33 | -35.33 | -0.011751
r133 | t1 | 180.08 | 180.08 | 180.08 | -0.012251
r133 | t2 | -59.33 | -59.33 | -59.33 | -0.012229
r133 | t3 | -37.33 | -37.33 | -37.33 | -0.011752
r133 | t4 | -31 | -31 | -31 | -0.011751
r133 | t5 | -27 | -27 | -27 | -0.011751
r133 | t6 | -26.33 | -26.33 | -26.33 | -0.011751
r133 | t7 | -27 | -27 | -27 | -0.011751
r133 | t8 | -26.5 | -26.5 | -26.5 | -0.011751
r133 | t9 | -30.67 | -30.67 | -30.67 | -0.011751
r133 | t10 | -45.67 | -45.67 | -45.67 | -0.011751
r133 | t11 | -80.83 | -80.83 | -80.83 | -0.011751
r133 | t12 | -113 | -113 | -113 | -0.011751
r133 | t13 | -131.33 | -131.33 | -131.33 | -0.011751
r133 | t14 | -116 | -116 | -116 | -0.011751
r133 | t15 | -96.33 | -96.33 | -96.33 | -0.011751
r133 | t16 | -75 | -75 | -75 | -0.011751
r133 | t17 | -70 | -70 | -70 | -0.011751
r133 | t18 | -65 | -65 | -65 | -0.011751
r133 | t19 | -54 | -54 | -54 | -0.011751
r133 | t20 | -52 | -52 | -52 | -0.011751
r133 | t21 | -79 | -79 | -79 | -0.011751
r133 | t22 | -120.17 | -120.17 | -120.17 | -0.011751
r133 | t23 | -115 | -115 | -115 | -0.011751
r133 | t24 | -78 | -78 | -78 | -0.011751
r134 | t1 | 433.17 | 433.17 | 433.17 | -0.012424
r134 | t2 | -6.83 | -6.83 | -6.83 | -0.01235
r134 | t3 | -5 | -5 | -5 | -0.011846
r134 | t4 | -4.17 | -4.17 | -4.17 | -0.011836
r134 | t5 | -3 | -3 | -3 | -0.011821
r134 | t6 | -5.5 | -5.5 | -5.5 | -0.011851
r134 | t7 | -2 | -2 | -2 | -0.011808
r134 | t8 | -1 | -1 | -1 | -0.011796
r134 | t9 | -2 | -2 | -2 | -0.011751
r134 | t10 | -6.83 | -6.83 | -6.83 | -0.011751
r134 | t11 | -13 | -13 | -13 | -0.011751
r134 | t12 | -19 | -19 | -19 | -0.011751
r134 | t13 | -21 | -21 | -21 | -0.011751
r134 | t14 | -16 | -16 | -16 | -0.011751
r134 | t15 | -15 | -15 | -15 | -0.011751
r134 | t16 | -13 | -13 | -13 | -0.011751
r134 | t17 | -13 | -13 | -13 | -0.011751
r134 | t18 | -6.5 | -6.5 | -6.5 | -0.011751
r134 | t19 | -11.83 | -11.83 | -11.83 | -0.011751
r134 | t20 | -8 | -8 | -8 | -0.011751
r134 | t21 | -15 | -15 | -15 | -0.011751
r134 | t22 | -20 | -20 | -20 | -0.011751
r134 | t23 | -17 | -17 | -17 | -0.011751
r134 | t24 | -10.67 | -10.67 | -10.67 | -0.011751
r14 | t1 | 68.75 | 68.75 | 68.75 | -0.0096207
r14 | t2 | 0 | 0 | 0 | -0.0096207
r14 | t3 | 0 | 0 | 0 | -0.0096207
r14 | t4 | 0 | 0 | 0 | -0.0096207
r14 | t5 | 0 | 2.8422e-14 | 0 | -0.0096207
r14 | t6 | 0 | -1.4211e-14 | 0 | -0.0096207
r14 | t7 | 0 | 0 | 0 | -0.0096207
r14 | t8 | 0 | 0 | 0 | -0.0096207
r14 | t9 | 0 | 0 | 0 | -0.0096207
r14 | t10 | -4 | -4 | -4 | -0.0096207
r14 | t11 | -16 | -16 | -16 | -0.0096207
r14 | t12 | -14 | -14 | -14 | -0.0096207
r14 | t13 | -1 | -1 | -1 | -0.0096207
r14 | t14 | -5.25 | -5.25 | -5.25 | -0.0096207
r14 | t15 | -3.25 | -3.25 | -3.25 | -0.0096207
r14 | t16 | -5 | -5 | -5 | -0.0096207
r14 | t17 | 0 | 0 | 0 | -0.0096207
r14 | t18 | -2 | -2 | -2 | -0.0096207
r14 | t19 | -3 | -3 | -3 | -0.0096207
r14 | t20 | 0 | 0 | 0 | -0.0096207
r14 | t21 | -4.5 | -4.5 | -4.5 | -0.0096207
r14 | t22 | -4.25 | -4.25 | -4.25 | -0.0096207
r14 | t23 | 0 | 0 | 0 | -0.0096207
r14 | t24 | -4 | -4 | -4 | -0.0096207
r15 | t1 | 169 | 169 | 169 | -0.0096207
r15 | t2 | -16 | -16 | -16 | -0.0096207
r15 | t3 | -8 | -8 | -8 | -0.0096207
r15 | t4 | -5 | -5 | -5 | -0.0096207
r15 | t5 | -4 | -4 | -4 | -0.0096207
r15 | t6 | -4.33 | -4.33 | -4.33 | -0.0096207
r15 | t7 | -6.33 | -6.33 | -6.33 | -0.0096207
r15 | t8 | -8.17 | -8.17 | -8.17 | -0.0096207
r15 | t9 | -6 | -6 | -6 | -0.011751
r15 | t10 | -13 | -13 | -13 | -0.011751
r15 | t11 | -34.67 | -34.67 | -34.67 | -0.011751
r15 | t12 | -47 | -47 | -47 | -0.011751
r15 | t13 | -49.17 | -49.17 | -49.17 | -0.011751
r15 | t14 | -42.5 | -42.5 | -42.5 | -0.011751
r15 | t15 | -37 | -37 | -37 | -0.011751
r15 | t16 | -28.17 | -28.17 | -28.17 | -0.011751
r15 | t17 | -31.33 | -31.33 | -31.33 | -0.011751
r15 | t18 | -27 | -27 | -27 | -0.011751
r15 | t19 | -23 | -23 | -23 | -0.011751
r15 | t20 | -23 | -23 | -23 | -0.011751
r15 | t21 | -31 | -31 | -31 | -0.011751
r15 | t22 | -46 | -46 | -46 | -0.011751
r15 | t23 | -36.17 | -36.17 | -36.17 | -0.011751
r15 | t24 | -24 | -24 | -24 | -0.011751
r151 | t1 | 768.76 | 768.76 | 768.76 | -0.0096207
r151 | t2 | -34.67 | -34.67 | -34.67 | -0.0096207
r151 | t3 | -15.33 | -15.33 | -15.33 | -0.0096207
r151 | t4 | -10.67 | -10.67 | -10.67 | -0.0096207
r151 | t5 | -10.83 | -10.83 | -10.83 | -0.0096207
r151 | t6 | -10 | -10 | -10 | -0.0096207
r151 | t7 | -10 | -10 | -10 | -0.0096207
r151 | t8 | -20.33 | -20.33 | -20.33 | -0.0096207
r151 | t9 | -18 | -18 | -18 | -0.011751
r151 | t10 | -42.17 | -42.17 | -42.17 | -0.011751
r151 | t11 | -96 | -96 | -96 | -0.011751
r151 | t12 | -132 | -132 | -132 | -0.011751
r151 | t13 | -140.5 | -140.5 | -140.5 | -0.011751
r151 | t14 | -109 | -109 | -109 | -0.011751
r151 | t15 | -85 | -85 | -85 | -0.011751
r151 | t16 | -82 | -82 | -82 | -0.011751
r151 | t17 | -73 | -73 | -73 | -0.011751
r151 | t18 | -61 | -61 | -61 | -0.011751
r151 | t19 | -58 | -58 | -58 | -0.011751
r151 | t20 | -69 | -69 | -69 | -0.011751
r151 | t21 | -111 | -111 | -111 | -0.011751
r151 | t22 | -140 | -140 | -140 | -0.011751
r151 | t23 | -103 | -103 | -103 | -0.011751
r151 | t24 | -73.17 | -73.17 | -73.17 | -0.011751
r16 | t1 | 99 | 99 | 99 | -0.0096207
r16 | t2 | -12 | -12 | -12 | -0.0096207
r16 | t3 | -10 | -10 | -10 | -0.0096207
r16 | t4 | -5 | -5 | -5 | -0.0096207
r16 | t5 | -2 | -2 | -2 | -0.0096207
r16 | t6 | -1 | -1 | -1 | -0.0096207
r16 | t7 | -2 | -2 | -2 | -0.0096207
r16 | t8 | -2 | -2 | -2 | -0.0096207
r16 | t9 | -2.17 | -2.17 | -2.17 | -0.011751
r16 | t10 | -9.17 | -9.17 | -9.17 | -0.011751
r16 | t11 | -10 | -10 | -10 | -0.011751
r16 | t12 | -12 | -12 | -12 | -0.011751
r16 | t13 | -13.33 | -13.33 | -13.33 | -0.011751
r16 | t14 | -13.33 | -13.33 | -13.33 | -0.011751
r16 | t15 | -14.17 | -14.17 | -14.17 | -0.011751
r16 | t16 | -15 | -15 | -15 | -0.011751
r16 | t17 | -13 | -13 | -13 | -0.011751
r16 | t18 | -12 | -12 | -12 | -0.011751
r16 | t19 | -13.17 | -13.17 | -13.17 | -0.011751
r16 | t20 | -12.33 | -12.33 | -12.33 | -0.011751
r16 | t21 | -13.17 | -13.17 | -13.17 | -0.011751
r16 | t22 | -14 | -14 | -14 | -0.011751
r16 | t23 | -13 | -13 | -13 | -0.011751
r16 | t24 | -13.83 | -13.83 | -13.83 | -0.011751
r161 | t1 | 397.56 | 397.56 | 397.56 | -0.0096207
r161 | t2 | -53 | -53 | -53 | -0.0096207
r161 | t3 | -51.83 | -51.83 | -51.83 | -0.0096207
r161 | t4 | -28 | -28 | -28 | -0.0096207
r161 | t5 | -25 | -25 | -25 | -0.0096207
r161 | t6 | -26.67 | -26.67 | -26.67 | -0.0096207
r161 | t7 | -21.67 | -21.67 | -21.67 | -0.0096207
r161 | t8 | -16.67 | -16.67 | -16.67 | -0.0096207
r161 | t9 | -4 | -4 | -4 | -0.011751
r161 | t10 | -42.67 | -42.67 | -42.67 | -0.011751
r161 | t11 | -60 | -60 | -60 | -0.011751
r161 | t12 | -63 | -63 | -63 | -0.011751
r161 | t13 | -110.83 | -110.83 | -110.83 | -0.011751
r161 | t14 | -84.33 | -84.33 | -84.33 | -0.011751
r161 | t15 | -93 | -93 | -93 | -0.011751
r161 | t16 | -67 | -67 | -67 | -0.011751
r161 | t17 | -73 | -73 | -73 | -0.011751
r161 | t18 | -69 | -69 | -69 | -0.011751
r161 | t19 | -56 | -56 | -56 | -0.011751
r161 | t20 | -64 | -64 | -64 | -0.011751
r161 | t21 | -89.5 | -89.5 | -89.5 | -0.011751
r161 | t22 | -99 | -99 | -99 | -0.011751
r161 | t23 | -95.83 | -95.83 | -95.83 | -0.011751
r161 | t24 | -67 | -67 | -67 | -0.011751
r17 | t1 | 190.3 | 190.3 | 190.3 | -0.0092221
r17 | t2 | -26.33 | -26.33 | -26.33 | -0.0092221
r17 | t3 | -10.83 | -10.83 | -10.83 | -0.0092221
r17 | t4 | -12 | -12 | -12 | -0.0092221
r17 | t5 | -12.17 | -12.17 | -12.17 | -0.0092221
r17 | t6 | -15 | -15 | -15 | -0.0092221
r17 | t7 | -13 | -13 | -13 | -0.0092221
r17 | t8 | -14 | -14 | -14 | -0.0092221
r17 | t9 | -5.67 | -5.67 | -5.67 | -0.011751
r17 | t10 | -16.33 | -16.33 | -16.33 | -0.011751
r17 | t11 | -42.67 | -42.67 | -42.67 | -0.011751
r17 | t12 | -46 | -46 | -46 | -0.011751
r17 | t13 | -56.67 | -56.67 | -56.67 | -0.011751
r17 | t14 | -50.67 | -50.67 | -50.67 | -0.011751
r17 | t15 | -46 | -46 | -46 | -0.011751
r17 | t16 | -40 | -40 | -40 | -0.011751
r17 | t17 | -34 | -34 | -34 | -0.011751
r17 | t18 | -31 | -31 | -31 | -0.011751
r17 | t19 | -30 | -30 | -30 | -0.011751
r17 | t20 | -33 | -33 | -33 | -0.011751
r17 | t21 | -36 | -36 | -36 | -0.011751
r17 | t22 | -48.17 | -48.17 | -48.17 | -0.011751
r17 | t23 | -45 | -45 | -45 | -0.011751
r17 | t24 | -38 | -38 | -38 | -0.011751
r171 | t1 | 246.48 | 246.48 | 246.48 | -0.0092221
r171 | t2 | -18.17 | -18.17 | -18.17 | -0.0092221
r171 | t3 | -13 | -13 | -13 | -0.0092221
r171 | t4 | -7.83 | -7.83 | -7.83 | -0.0092221
r171 | t5 | -4.67 | -4.67 | -4.67 | -0.0092221
r171 | t6 | -11 | -11 | -11 | -0.0092221
r171 | t7 | -6 | -6 | -6 | -0.0092221
r171 | t8 | -6 | -6 | -6 | -0.0092221
r171 | t9 | -7.5 | -7.5 | -7.5 | -0.0092221
r171 | t10 | -18 | -18 | -18 | -0.0092221
r171 | t11 | -39 | -39 | -39 | -0.0092221
r171 | t12 | -38 | -38 | -38 | -0.0092221
r171 | t13 | -40 | -40 | -40 | -0.0092221
r171 | t14 | -35 | -35 | -35 | -0.0092221
r171 | t15 | -33 | -33 | -33 | -0.0092221
r171 | t16 | -20 | -20 | -20 | -0.0092221
r171 | t17 | -23.83 | -23.83 | -23.83 | -0.0092221
r171 | t18 | -31 | -31 | -31 | -0.0092221
r171 | t19 | -23 | -23 | -23 | -0.0092221
r171 | t20 | -17.33 | -17.33 | -17.33 | -0.0092221
r171 | t21 | -26.67 | -26.67 | -26.67 | -0.0092221
r171 | t22 | -34.83 | -34.83 | -34.83 | -0.0092221
r171 | t23 | -21.5 | -21.5 | -21.5 | -0.0092221
r171 | t24 | -24 | -24 | -24 | -0.0092221
r18 | t1 | 176.84 | 176.84 | 176.84 | -0.010936
r18 | t2 | -7.67 | -7.67 | -7.67 | -0.010937
r18 | t3 | -5.83 | -5.83 | -5.83 | -0.010938
r18 | t4 | -3 | -3 | -3 | -0.010938
r18 | t5 | -3.33 | -3.33 | -3.33 | -0.010938
r18 | t6 | -3 | -3 | -3 | -0.010938
r18 | t7 | -4.5 | -4.5 | -4.5 | -0.010938
r18 | t8 | -6.5 | -6.5 | -6.5 | -0.010938
r18 | t9 | -11.17 | -11.17 | -11.17 | -0.011751
r18 | t10 | -21.83 | -21.83 | -21.83 | -0.011751
r18 | t11 | -26 | -26 | -26 | -0.011751
r18 | t12 | -31 | -31 | -31 | -0.011751
r18 | t13 | -27 | -27 | -27 | -0.011751
r18 | t14 | -24 | -24 | -24 | -0.011751
r18 | t15 | -21 | -21 | -21 | -0.011751
r18 | t16 | -21 | -21 | -21 | -0.011751
r18 | t17 | -16.83 | -16.83 | -16.83 | -0.011751
r18 | t18 | -16.5 | -16.5 | -16.5 | -0.011751
r18 | t19 | -17 | -17 | -17 | -0.011751
r18 | t20 | -18.67 | -18.67 | -18.67 | -0.011751
r18 | t21 | -23.33 | -23.33 | -23.33 | -0.011751
r18 | t22 | -21.33 | -21.33 | -21.33 | -0.011751
r18 | t23 | -19 | -19 | -19 | -0.011751
r18 | t24 | -15 | -15 | -15 | -0.011751
r181 | t1 | 821.56 | 821.56 | 821.56 | -0.011499
r181 | t2 | -149.33 | -149.33 | -149.33 | -0.011528
r181 | t3 | -128.67 | -128.67 | -128.67 | -0.011559
r181 | t4 | -105.83 | -105.83 | -105.83 | -0.01159
r181 | t5 | -93.33 | -93.33 | -93.33 | -0.011621
r181 | t6 | -62.5 | -62.5 | -62.5 | -0.011653
r181 | t7 | -41.5 | -41.5 | -41.5 | -0.011685
r181 | t8 | -26.83 | -26.83 | -26.83 | -0.011718
r181 | t9 | -23.33 | -23.33 | -23.33 | -0.011751
r181 | t10 | -23.5 | -23.5 | -23.5 | -0.011751
r181 | t11 | -21 | -21 | -21 | -0.011751
r181 | t12 | -18 | -18 | -18 | -0.011751
r181 | t13 | -18.33 | -18.33 | -18.33 | -0.011751
r181 | t14 | -77.33 | -77.33 | -77.33 | -0.011751
r181 | t15 | -137 | -137 | -137 | -0.011751
r181 | t16 | -212.33 | -212.33 | -212.33 | -0.011751
r181 | t17 | -200.83 | -200.83 | -200.83 | -0.011751
r181 | t18 | -160.17 | -160.17 | -160.17 | -0.011751
r181 | t19 | -131.17 | -131.17 | -131.17 | -0.011751
r181 | t20 | -129 | -129 | -129 | -0.011751
r181 | t21 | -117.67 | -117.67 | -117.67 | -0.011751
r181 | t22 | -103.67 | -103.67 | -103.67 | -0.011751
r181 | t23 | -96.17 | -96.17 | -96.17 | -0.011751
r181 | t24 | -110.33 | -110.33 | -110.33 | -0.011751
r19 | t1 | 1157.5 | 1157.5 | 1157.5 | -0.011625
r19 | t2 | -58.83 | -58.83 | -58.83 | -0.011641
r19 | t3 | -51.83 | -51.83 | -51.83 | -0.011656
r19 | t4 | -39.67 | -39.67 | -39.67 | -0.011672
r19 | t5 | -31.33 | -31.33 | -31.33 | -0.011688
r19 | t6 | -33 | -33 | -33 | -0.011703
r19 | t7 | -24 | -24 | -24 | -0.011719
r19 | t8 | -31.5 | -31.5 | -31.5 | -0.011735
r19 | t9 | -43 | -43 | -43 | -0.011751
r19 | t10 | -29 | -29 | -29 | -0.011751
r19 | t11 | -89.5 | -89.5 | -89.5 | -0.011751
r19 | t12 | -95.67 | -95.67 | -95.67 | -0.011751
r19 | t13 | -94.83 | -94.83 | -94.83 | -0.011751
r19 | t14 | -92.67 | -92.67 | -92.67 | -0.011751
r19 | t15 | -83.5 | -83.5 | -83.5 | -0.011751
r19 | t16 | -74.5 | -74.5 | -74.5 | -0.011751
r19 | t17 | -65.83 | -65.83 | -65.83 | -0.011751
r19 | t18 | -70.67 | -70.67 | -70.67 | -0.011751
r19 | t19 | -65.5 | -65.5 | -65.5 | -0.011751
r19 | t20 | -68.33 | -68.33 | -68.33 | -0.011751
r19 | t21 | -78.33 | -78.33 | -78.33 | -0.011751
r19 | t22 | -94.33 | -94.33 | -94.33 | -0.011751
r19 | t23 | -90.5 | -90.5 | -90.5 | -0.011751
r19 | t24 | -81.67 | -81.67 | -81.67 | -0.011751
r191 | t1 | 1127.42 | 1127.42 | 1127.42 | -0.010275
r191 | t2 | -4.75 | -4.75 | -4.75 | -0.010275
r191 | t3 | -25.75 | -25.75 | -25.75 | -0.010275
r191 | t4 | -18 | -18 | -18 | -0.010275
r191 | t5 | -15 | -15 | -15 | -0.010275
r191 | t6 | -14 | -14 | -14 | -0.010275
r191 | t7 | 0 | 0 | 0 | -0.010275
r191 | t8 | -28.25 | -28.25 | -28.25 | -0.010275
r191 | t9 | -44 | -44 | -44 | -0.011751
r191 | t10 | -78 | -78 | -78 | -0.011751
r191 | t11 | -122 | -122 | -122 | -0.011751
r191 | t12 | -102 | -102 | -102 | -0.011751
r191 | t13 | -87 | -87 | -87 | -0.011751
r191 | t14 | -81 | -81 | -81 | -0.011751
r191 | t15 | -62 | -62 | -62 | -0.011751
r191 | t16 | -94.75 | -94.75 | -94.75 | -0.011751
r191 | t17 | -71 | -71 | -71 | -0.011751
r191 | t18 | -17 | -17 | -17 | -0.011751
r191 | t19 | -37.75 | -37.75 | -37.75 | -0.011751
r191 | t20 | -99 | -99 | -99 | -0.011751
r191 | t21 | -117.25 | -117.25 | -117.25 | -0.011751
r191 | t22 | -92.75 | -92.75 | -92.75 | -0.011751
r191 | t23 | -63 | -63 | -63 | -0.011751
r191 | t24 | -54.25 | -54.25 | -54.25 | -0.011751

## Son
TOC
Son | (variable) | Statu t de la pompe (k) fonctionne Ã (t)
c | d | t | Lowerbound | Value | Upperbound | Marginal
small | p1 | t1 | 0 | 0 | 1 | 0.43405
small | p1 | t2 | 0 | 0 | 1 | 0.43432
small | p1 | t3 | 0 | 0 | 1 | 0.43526
small | p1 | t4 | 0 | 0 | 1 | 0.43549
small | p1 | t5 | 0 | 0 | 1 | 0.43574
small | p1 | t6 | 0 | 0 | 1 | 0.43602
small | p1 | t7 | 0 | 0 | 1 | 0.43632
small | p1 | t8 | 0 | 0 | 1 | 0.43662
small | p1 | t9 | 0 | 0 | 1 | 1.4084
small | p1 | t10 | 0 | 0 | 1 | 1.4084
small | p1 | t11 | 0 | 0 | 1 | 1.4084
small | p1 | t12 | 0 | 0 | 1 | 1.4084
small | p1 | t13 | 0 | 0 | 1 | 1.4084
small | p1 | t14 | 0 | 0 | 1 | 1.4084
small | p1 | t15 | 0 | 0 | 1 | 1.4084
small | p1 | t16 | 0 | 0 | 1 | 1.4084
small | p1 | t17 | 0 | 0 | 1 | 1.4084
small | p1 | t18 | 0 | 0 | 1 | 1.4084
small | p1 | t19 | 0 | 0 | 1 | 1.4084
small | p1 | t20 | 0 | 0 | 1 | 1.4084
small | p1 | t21 | 0 | 0 | 1 | 1.4084
small | p1 | t22 | 0 | 0 | 1 | 1.4084
small | p1 | t23 | 0 | 0 | 1 | 1.4084
small | p1 | t24 | 0 | 0 | 1 | 1.4084
small | p2 | t1 | 0 | 0 | 1 | 0.43405
small | p2 | t2 | 0 | 0 | 1 | 0.43432
small | p2 | t3 | 0 | 0 | 1 | 0.43526
small | p2 | t4 | 0 | 0 | 1 | 0.43549
small | p2 | t5 | 0 | 0 | 1 | 0.43574
small | p2 | t6 | 0 | 0 | 1 | 0.43602
small | p2 | t7 | 0 | 0 | 1 | 0.43632
small | p2 | t8 | 0 | 0 | 1 | 0.43662
small | p2 | t9 | 0 | 0 | 1 | 1.4084
small | p2 | t10 | 0 | 0 | 1 | 1.4084
small | p2 | t11 | 0 | 0 | 1 | 1.4084
small | p2 | t12 | 0 | 0 | 1 | 1.4084
small | p2 | t13 | 0 | 0 | 1 | 1.4084
small | p2 | t14 | 0 | 0 | 1 | 1.4084
small | p2 | t15 | 0 | 0 | 1 | 1.4084
small | p2 | t16 | 0 | 0 | 1 | 1.4084
small | p2 | t17 | 0 | 0 | 1 | 1.4084
small | p2 | t18 | 0 | 0 | 1 | 1.4084
small | p2 | t19 | 0 | 0 | 1 | 1.4084
small | p2 | t20 | 0 | 0 | 1 | 1.4084
small | p2 | t21 | 0 | 0 | 1 | 1.4084
small | p2 | t22 | 0 | 0 | 1 | 1.4084
small | p2 | t23 | 0 | 0 | 1 | 1.4084
small | p2 | t24 | 0 | 0 | 1 | 1.4084
small | p3 | t1 | 0 | 0 | 1 | EPS
small | p3 | t2 | 0 | 0 | 1 | EPS
small | p3 | t3 | 0 | 0 | 1 | EPS
small | p3 | t4 | 0 | 0 | 1 | EPS
small | p3 | t5 | 0 | 0 | 1 | EPS
small | p3 | t6 | 0 | 0 | 1 | EPS
small | p3 | t7 | 0 | 0 | 1 | EPS
small | p3 | t8 | 0 | 0 | 1 | EPS
small | p3 | t9 | 0 | 0 | 1 | EPS
small | p3 | t10 | 0 | 0 | 1 | EPS
small | p3 | t11 | 0 | 0 | 1 | EPS
small | p3 | t12 | 0 | 0 | 1 | EPS
small | p3 | t13 | 0 | 0 | 1 | EPS
small | p3 | t14 | 0 | 0 | 1 | EPS
small | p3 | t15 | 0 | 0 | 1 | EPS
small | p3 | t16 | 0 | 0 | 1 | EPS
small | p3 | t17 | 0 | 0 | 1 | EPS
small | p3 | t18 | 0 | 0 | 1 | EPS
small | p3 | t19 | 0 | 0 | 1 | EPS
small | p3 | t20 | 0 | 0 | 1 | EPS
small | p3 | t21 | 0 | 0 | 1 | EPS
small | p3 | t22 | 0 | 0 | 1 | EPS
small | p3 | t23 | 0 | 0 | 1 | EPS
small | p3 | t24 | 0 | 0 | 1 | EPS
large | p1 | t1 | 1 | 1 | 1 | 2.2532
large | p1 | t2 | 1 | 1 | 1 | 2.2532
large | p1 | t3 | 1 | 1 | 1 | 2.2531
large | p1 | t4 | 1 | 1 | 1 | 2.2532
large | p1 | t5 | 1 | 1 | 1 | 2.2532
large | p1 | t6 | 1 | 1 | 1 | 2.2532
large | p1 | t7 | 1 | 1 | 1 | 2.2532
large | p1 | t8 | 1 | 1 | 1 | 2.2532
large | p1 | t9 | 1 | 1 | 1 | 3.5547
large | p1 | t10 | 1 | 1 | 1 | 3.5547
large | p1 | t11 | 1 | 1 | 1 | 3.5547
large | p1 | t12 | 1 | 1 | 1 | 3.5547
large | p1 | t13 | 1 | 1 | 1 | 3.5547
large | p1 | t14 | 1 | 1 | 1 | 3.5547
large | p1 | t15 | 1 | 1 | 1 | 3.5547
large | p1 | t16 | 1 | 1 | 1 | 3.5547
large | p1 | t17 | 1 | 1 | 1 | 3.5547
large | p1 | t18 | 1 | 1 | 1 | 3.5547
large | p1 | t19 | 1 | 1 | 1 | 3.5547
large | p1 | t20 | 1 | 1 | 1 | 3.5547
large | p1 | t21 | 1 | 1 | 1 | 3.5547
large | p1 | t22 | 1 | 1 | 1 | 3.5547
large | p1 | t23 | 1 | 1 | 1 | 3.5547
large | p1 | t24 | 1 | 1 | 1 | 3.5547
large | p2 | t1 | 1 | 1 | 1 | 2.2532
large | p2 | t2 | 1 | 1 | 1 | 2.2532
large | p2 | t3 | 1 | 1 | 1 | 2.2531
large | p2 | t4 | 1 | 1 | 1 | 2.2532
large | p2 | t5 | 1 | 1 | 1 | 2.2532
large | p2 | t6 | 1 | 1 | 1 | 2.2532
large | p2 | t7 | 1 | 1 | 1 | 2.2532
large | p2 | t8 | 1 | 1 | 1 | 2.2532
large | p2 | t9 | 1 | 1 | 1 | 3.5547
large | p2 | t10 | 1 | 1 | 1 | 3.5547
large | p2 | t11 | 1 | 1 | 1 | 3.5547
large | p2 | t12 | 1 | 1 | 1 | 3.5547
large | p2 | t13 | 1 | 1 | 1 | 3.5547
large | p2 | t14 | 1 | 1 | 1 | 3.5547
large | p2 | t15 | 1 | 1 | 1 | 3.5547
large | p2 | t16 | 1 | 1 | 1 | 3.5547
large | p2 | t17 | 1 | 1 | 1 | 3.5547
large | p2 | t18 | 1 | 1 | 1 | 3.5547
large | p2 | t19 | 1 | 1 | 1 | 3.5547
large | p2 | t20 | 1 | 1 | 1 | 3.5547
large | p2 | t21 | 1 | 1 | 1 | 3.5547
large | p2 | t22 | 1 | 1 | 1 | 3.5547
large | p2 | t23 | 1 | 1 | 1 | 3.5547
large | p2 | t24 | 1 | 1 | 1 | 3.5547
large | p3 | t1 | 1 | 1 | 1 | 2.2532
large | p3 | t2 | 1 | 1 | 1 | 2.2532
large | p3 | t3 | 1 | 1 | 1 | 2.2531
large | p3 | t4 | 1 | 1 | 1 | 2.2532
large | p3 | t5 | 1 | 1 | 1 | 2.2532
large | p3 | t6 | 1 | 1 | 1 | 2.2532
large | p3 | t7 | 1 | 1 | 1 | 2.2532
large | p3 | t8 | 1 | 1 | 1 | 2.2532
large | p3 | t9 | 1 | 1 | 1 | 3.5547
large | p3 | t10 | 1 | 1 | 1 | 3.5547
large | p3 | t11 | 1 | 1 | 1 | 3.5547
large | p3 | t12 | 1 | 1 | 1 | 3.5547
large | p3 | t13 | 1 | 1 | 1 | 3.5547
large | p3 | t14 | 1 | 1 | 1 | 3.5547
large | p3 | t15 | 1 | 1 | 1 | 3.5547
large | p3 | t16 | 1 | 1 | 1 | 3.5547
large | p3 | t17 | 1 | 1 | 1 | 3.5547
large | p3 | t18 | 1 | 1 | 1 | 3.5547
large | p3 | t19 | 1 | 1 | 1 | 3.5547
large | p3 | t20 | 1 | 1 | 1 | 3.5547
large | p3 | t21 | 1 | 1 | 1 | 3.5547
large | p3 | t22 | 1 | 1 | 1 | 3.5547
large | p3 | t23 | 1 | 1 | 1 | 3.5547
large | p3 | t24 | 1 | 1 | 1 | 3.5547
large | p4 | t1 | 1 | 1 | 1 | 2.2532
large | p4 | t2 | 1 | 1 | 1 | 2.2532
large | p4 | t3 | 1 | 1 | 1 | 2.2531
large | p4 | t4 | 1 | 1 | 1 | 2.2532
large | p4 | t5 | 1 | 1 | 1 | 2.2532
large | p4 | t6 | 1 | 1 | 1 | 2.2532
large | p4 | t7 | 1 | 1 | 1 | 2.2532
large | p4 | t8 | 1 | 1 | 1 | 2.2532
large | p4 | t9 | 1 | 1 | 1 | 3.5547
large | p4 | t10 | 1 | 1 | 1 | 3.5547
large | p4 | t11 | 1 | 1 | 1 | 3.5547
large | p4 | t12 | 1 | 1 | 1 | 3.5547
large | p4 | t13 | 1 | 1 | 1 | 3.5547
large | p4 | t14 | 1 | 1 | 1 | 3.5547
large | p4 | t15 | 1 | 1 | 1 | 3.5547
large | p4 | t16 | 1 | 1 | 1 | 3.5547
large | p4 | t17 | 1 | 1 | 1 | 3.5547
large | p4 | t18 | 1 | 1 | 1 | 3.5547
large | p4 | t19 | 1 | 1 | 1 | 3.5547
large | p4 | t20 | 1 | 1 | 1 | 3.5547
large | p4 | t21 | 1 | 1 | 1 | 3.5547
large | p4 | t22 | 1 | 1 | 1 | 3.5547
large | p4 | t23 | 1 | 1 | 1 | 3.5547
large | p4 | t24 | 1 | 1 | 1 | 3.5547

## surface
TOC
surface | (parameter) | mean surface of each reservoir (m^2)
r | Value
r12 | 35.5
r13 | 29.286
r132 | 77.143
r133 | 52.5
r134 | 87.059
r14 | 38.889
r15 | 85.455
r151 | 199.13
r16 | 40
r161 | 101.111
r17 | 65.294
r171 | 91.6
r18 | 56.111
r181 | 201.538
r19 | 210
r191 | 278.33

## t
TOC
t | (set) | 1-hour periods
dim1
t1
t2
t3
t4
t5
t6
t7
t8
t9
t10
t11
t12
t13
t14
t15
t16
t17
t18
t19
t20
t21
t22
t23
t24

## tariff
TOC
tariff | (parameter) | electricity tariff
t | Value
t1 | 0.02916
t2 | 0.02916
t3 | 0.02916
t4 | 0.02916
t5 | 0.02916
t6 | 0.02916
t7 | 0.02916
t8 | 0.02916
t9 | 0.04609
t10 | 0.04609
t11 | 0.04609
t12 | 0.04609
t13 | 0.04609
t14 | 0.04609
t15 | 0.04609
t16 | 0.04609
t17 | 0.04609
t18 | 0.04609
t19 | 0.04609
t20 | 0.04609
t21 | 0.04609
t22 | 0.04609
t23 | 0.04609
t24 | 0.04609

## v
TOC
v | (variable) | Volume au rÃ©servoir (r) en (t)
n | t | Lowerbound | Value | Upperbound | Marginal
r12 | t1 | 106.5 | 116.4914 | 266.25 | 0
r12 | t2 | 106.5 | 130.1219 | 266.25 | 0
r12 | t3 | 106.5 | 150.3316 | 266.25 | 0
r12 | t4 | 106.5 | 169.755 | 266.25 | 0
r12 | t5 | 106.5 | 190.1341 | 266.25 | 0
r12 | t6 | 106.5 | 213.876 | 266.25 | 0
r12 | t7 | 106.5 | 240.4635 | 266.25 | 0
r12 | t8 | 106.5 | 266.25 | 266.25 | -0.0024391
r12 | t9 | 106.5 | 263.2501 | 266.25 | 0
r12 | t10 | 106.5 | 254.0801 | 266.25 | 0
r12 | t11 | 106.5 | 241.0801 | 266.25 | 0
r12 | t12 | 106.5 | 224.0801 | 266.25 | 0
r12 | t13 | 106.5 | 203.0801 | 266.25 | 0
r12 | t14 | 106.5 | 182.4101 | 266.25 | 0
r12 | t15 | 106.5 | 162.2401 | 266.25 | 0
r12 | t16 | 106.5 | 144.2401 | 266.25 | 0
r12 | t17 | 106.5 | 150 | 266.25 | 0
r12 | t18 | 106.5 | 132.83 | 266.25 | 0
r12 | t19 | 106.5 | 119.83 | 266.25 | 0
r12 | t20 | 106.5 | 106.5 | 266.25 | 0
r12 | t21 | 106.5 | 106.5 | 266.25 | 0
r12 | t22 | 106.5 | 106.5 | 266.25 | 0
r12 | t23 | 106.5 | 106.5 | 266.25 | 0
r12 | t24 | 106.5 | 106.5 | 266.25 | 0.011751
r13 | t1 | 38.07 | 43.7152 | 118.605 | 0
r13 | t2 | 38.07 | 48.7287 | 118.605 | 0
r13 | t3 | 38.07 | 54.3396 | 118.605 | 0
r13 | t4 | 38.07 | 59.6487 | 118.605 | 0
r13 | t5 | 38.07 | 64.6588 | 118.605 | 0
r13 | t6 | 38.07 | 69.7013 | 118.605 | 0
r13 | t7 | 38.07 | 75.6148 | 118.605 | 0
r13 | t8 | 38.07 | 81.57 | 118.605 | 0
r13 | t9 | 38.07 | 81.57 | 118.605 | 0
r13 | t10 | 38.07 | 78.07 | 118.605 | 0
r13 | t11 | 38.07 | 76.07 | 118.605 | 0
r13 | t12 | 38.07 | 73.07 | 118.605 | 0
r13 | t13 | 38.07 | 69.07 | 118.605 | 0
r13 | t14 | 38.07 | 66.07 | 118.605 | 0
r13 | t15 | 38.07 | 63.07 | 118.605 | 0
r13 | t16 | 38.07 | 60.07 | 118.605 | 0
r13 | t17 | 38.07 | 58.07 | 118.605 | 0
r13 | t18 | 38.07 | 55.07 | 118.605 | 0
r13 | t19 | 38.07 | 53.07 | 118.605 | 0
r13 | t20 | 38.07 | 51.07 | 118.605 | 0
r13 | t21 | 38.07 | 47.07 | 118.605 | 0
r13 | t22 | 38.07 | 44.07 | 118.605 | 0
r13 | t23 | 38.07 | 41.07 | 118.605 | 0
r13 | t24 | 38.07 | 38.07 | 118.605 | 0.0099784
r132 | t1 | 231.43 | 244.3314 | 549.645 | 0
r132 | t2 | 231.43 | 256.2067 | 549.645 | 0
r132 | t3 | 231.43 | 297.8262 | 549.645 | 0
r132 | t4 | 231.43 | 348.8149 | 549.645 | 0
r132 | t5 | 231.43 | 398.6861 | 549.645 | 0
r132 | t6 | 231.43 | 448.11 | 549.645 | 0
r132 | t7 | 231.43 | 501.6546 | 549.645 | 0
r132 | t8 | 231.43 | 549.645 | 549.645 | -0.00082447
r132 | t9 | 231.43 | 543.145 | 549.645 | 0
r132 | t10 | 231.43 | 526.145 | 549.645 | 0
r132 | t11 | 231.43 | 495.5208 | 549.645 | 0
r132 | t12 | 231.43 | 458.7601 | 549.645 | 0
r132 | t13 | 231.43 | 410.7601 | 549.645 | 0
r132 | t14 | 231.43 | 373.2601 | 549.645 | 0
r132 | t15 | 231.43 | 338.5901 | 549.645 | 0
r132 | t16 | 231.43 | 302.7601 | 549.645 | 0
r132 | t17 | 231.43 | 267.7601 | 549.645 | 0
r132 | t18 | 231.43 | 231.4301 | 549.645 | 0
r132 | t19 | 231.43 | 231.43 | 549.645 | 0
r132 | t20 | 231.43 | 231.43 | 549.645 | 0
r132 | t21 | 231.43 | 311.27 | 549.645 | 0
r132 | t22 | 231.43 | 274.1 | 549.645 | 0
r132 | t23 | 231.43 | 231.43 | 549.645 | 0
r132 | t24 | 231.43 | 231.43 | 549.645 | 0.011751
r133 | t1 | 236.25 | 236.25 | 574.875 | 2.2025e-05
r133 | t2 | 236.25 | 236.25 | 574.875 | 0.00047759
r133 | t3 | 236.25 | 236.25 | 574.875 | 2.9962e-07
r133 | t4 | 236.25 | 243.5421 | 574.875 | 0
r133 | t5 | 236.25 | 256.1676 | 574.875 | 0
r133 | t6 | 236.25 | 267.1345 | 574.875 | 0
r133 | t7 | 236.25 | 281.1475 | 574.875 | 0
r133 | t8 | 236.25 | 296.8803 | 574.875 | 0
r133 | t9 | 236.25 | 290.1846 | 574.875 | 0
r133 | t10 | 236.25 | 373.5132 | 574.875 | 0
r133 | t11 | 236.25 | 322.5333 | 574.875 | 0
r133 | t12 | 236.25 | 323.3097 | 574.875 | 0
r133 | t13 | 236.25 | 275.3815 | 574.875 | 0
r133 | t14 | 236.25 | 283.2364 | 574.875 | 0
r133 | t15 | 236.25 | 236.25 | 574.875 | 0
r133 | t16 | 236.25 | 318.057 | 574.875 | 0
r133 | t17 | 236.25 | 286.4806 | 574.875 | 0
r133 | t18 | 236.25 | 236.25 | 574.875 | 0
r133 | t19 | 236.25 | 270.6493 | 574.875 | 0
r133 | t20 | 236.25 | 312.1798 | 574.875 | 0
r133 | t21 | 236.25 | 277.6342 | 574.875 | 0
r133 | t22 | 236.25 | 319.6799 | 574.875 | 0
r133 | t23 | 236.25 | 269.518 | 574.875 | 0
r133 | t24 | 236.25 | 236.25 | 574.875 | 0.011751
r134 | t1 | 444 | 444 | 888 | 0.00026886
r134 | t2 | 444 | 444 | 888 | 0.00069808
r134 | t3 | 444 | 444 | 888 | 0.00019881
r134 | t4 | 444 | 444 | 888 | 0.00020202
r134 | t5 | 444 | 444 | 888 | 0.00015633
r134 | t6 | 444 | 444 | 888 | 0.00022907
r134 | t7 | 444 | 444 | 888 | 0.00019748
r134 | t8 | 444 | 444 | 888 | 0.00022872
r134 | t9 | 444 | 461.0586 | 888 | 0
r134 | t10 | 444 | 499.6411 | 888 | 0
r134 | t11 | 444 | 486.6411 | 888 | 0
r134 | t12 | 444 | 468.2305 | 888 | 0
r134 | t13 | 444 | 447.2305 | 888 | 0
r134 | t14 | 444 | 453.8075 | 888 | 0
r134 | t15 | 444 | 444 | 888 | 0
r134 | t16 | 444 | 444 | 888 | 0
r134 | t17 | 444 | 444 | 888 | 0
r134 | t18 | 444 | 444.7725 | 888 | 0
r134 | t19 | 444 | 444.7724 | 888 | 0
r134 | t20 | 444 | 444.7724 | 888 | 0
r134 | t21 | 444 | 444.7724 | 888 | 0
r134 | t22 | 444 | 444.7725 | 888 | 0
r134 | t23 | 444 | 454.67 | 888 | 0
r134 | t24 | 444 | 444 | 888 | 0.011751
r14 | t1 | 70 | 70 | 157.5 | 0
r14 | t2 | 70 | 70 | 157.5 | 0
r14 | t3 | 70 | 80.7892 | 157.5 | 0
r14 | t4 | 70 | 88.8353 | 157.5 | 0
r14 | t5 | 70 | 97.11 | 157.5 | 0
r14 | t6 | 70 | 114.1918 | 157.5 | 0
r14 | t7 | 70 | 127.0347 | 157.5 | 0
r14 | t8 | 70 | 136.25 | 157.5 | 0
r14 | t9 | 70 | 136.25 | 157.5 | 0
r14 | t10 | 70 | 132.25 | 157.5 | 0
r14 | t11 | 70 | 116.25 | 157.5 | 0
r14 | t12 | 70 | 102.25 | 157.5 | 0
r14 | t13 | 70 | 101.25 | 157.5 | 0
r14 | t14 | 70 | 96 | 157.5 | 0
r14 | t15 | 70 | 92.75 | 157.5 | 0
r14 | t16 | 70 | 87.75 | 157.5 | 0
r14 | t17 | 70 | 87.75 | 157.5 | 0
r14 | t18 | 70 | 85.75 | 157.5 | 0
r14 | t19 | 70 | 82.75 | 157.5 | 0
r14 | t20 | 70 | 82.75 | 157.5 | 0
r14 | t21 | 70 | 78.25 | 157.5 | 0
r14 | t22 | 70 | 74 | 157.5 | 0
r14 | t23 | 70 | 74 | 157.5 | 0
r14 | t24 | 70 | 70 | 157.5 | 0.0096207
r15 | t1 | 188 | 206.4941 | 423 | 0
r15 | t2 | 188 | 339.258 | 423 | 0
r15 | t3 | 188 | 331.258 | 423 | 0
r15 | t4 | 188 | 326.258 | 423 | 0
r15 | t5 | 188 | 423 | 423 | 0
r15 | t6 | 188 | 418.67 | 423 | 0
r15 | t7 | 188 | 412.34 | 423 | 0
r15 | t8 | 188 | 423 | 423 | -0.0021305
r15 | t9 | 188 | 417 | 423 | 0
r15 | t10 | 188 | 404 | 423 | 0
r15 | t11 | 188 | 369.33 | 423 | 0
r15 | t12 | 188 | 386.5266 | 423 | 0
r15 | t13 | 188 | 396.33 | 423 | 0
r15 | t14 | 188 | 418.9032 | 423 | 0
r15 | t15 | 188 | 381.9032 | 423 | 0
r15 | t16 | 188 | 353.7332 | 423 | 0
r15 | t17 | 188 | 322.4032 | 423 | 0
r15 | t18 | 188 | 295.4032 | 423 | 0
r15 | t19 | 188 | 285.7843 | 423 | 0
r15 | t20 | 188 | 325.17 | 423 | 0
r15 | t21 | 188 | 294.17 | 423 | 0
r15 | t22 | 188 | 248.17 | 423 | 0
r15 | t23 | 188 | 212 | 423 | 0
r15 | t24 | 188 | 188 | 423 | 0.011751
r151 | t1 | 816.43 | 918.0624 | 1568.145 | 0
r151 | t2 | 816.43 | 918.2706 | 1568.145 | 0
r151 | t3 | 816.43 | 1079.1871 | 1568.145 | 0
r151 | t4 | 816.43 | 1129.443 | 1568.145 | 0
r151 | t5 | 816.43 | 1253.7813 | 1568.145 | 0
r151 | t6 | 816.43 | 1347.3762 | 1568.145 | 0
r151 | t7 | 816.43 | 1427.8561 | 1568.145 | 0
r151 | t8 | 816.43 | 1568.145 | 1568.145 | -0.0021305
r151 | t9 | 816.43 | 1550.145 | 1568.145 | 0
r151 | t10 | 816.43 | 1507.975 | 1568.145 | 0
r151 | t11 | 816.43 | 1411.975 | 1568.145 | 0
r151 | t12 | 816.43 | 1279.975 | 1568.145 | 0
r151 | t13 | 816.43 | 1161.0029 | 1568.145 | 0
r151 | t14 | 816.43 | 1213.8576 | 1568.145 | 0
r151 | t15 | 816.43 | 1147.7737 | 1568.145 | 0
r151 | t16 | 816.43 | 1197.5532 | 1568.145 | 0
r151 | t17 | 816.43 | 1124.5532 | 1568.145 | 0
r151 | t18 | 816.43 | 1063.5532 | 1568.145 | 0
r151 | t19 | 816.43 | 1005.5532 | 1568.145 | 0
r151 | t20 | 816.43 | 1005.5532 | 1568.145 | 0
r151 | t21 | 816.43 | 1017.6842 | 1568.145 | 0
r151 | t22 | 816.43 | 890.1765 | 1568.145 | 0
r151 | t23 | 816.43 | 872.7994 | 1568.145 | 0
r151 | t24 | 816.43 | 816.43 | 1568.145 | 0.011751
r16 | t1 | 112 | 113.0711 | 219 | 0
r16 | t2 | 112 | 115.0457 | 219 | 0
r16 | t3 | 112 | 120.2504 | 219 | 0
r16 | t4 | 112 | 179.3068 | 219 | 0
r16 | t5 | 112 | 177.3068 | 219 | 0
r16 | t6 | 112 | 186.4112 | 219 | 0
r16 | t7 | 112 | 219 | 219 | 0
r16 | t8 | 112 | 219 | 219 | -0.0021305
r16 | t9 | 112 | 216.83 | 219 | 0
r16 | t10 | 112 | 207.66 | 219 | 0
r16 | t11 | 112 | 210.365 | 219 | 0
r16 | t12 | 112 | 198.365 | 219 | 0
r16 | t13 | 112 | 187.205 | 219 | 0
r16 | t14 | 112 | 173.875 | 219 | 0
r16 | t15 | 112 | 159.705 | 219 | 0
r16 | t16 | 112 | 144.705 | 219 | 0
r16 | t17 | 112 | 180.37 | 219 | 0
r16 | t18 | 112 | 191.5 | 219 | 0
r16 | t19 | 112 | 178.33 | 219 | 0
r16 | t20 | 112 | 166 | 219 | 0
r16 | t21 | 112 | 152.83 | 219 | 0
r16 | t22 | 112 | 138.83 | 219 | 0
r16 | t23 | 112 | 125.83 | 219 | 0
r16 | t24 | 112 | 112 | 219 | 0.011751
r161 | t1 | 444.89 | 444.89 | 803.835 | 0
r161 | t2 | 444.89 | 444.89 | 803.835 | 0
r161 | t3 | 444.89 | 449.6111 | 803.835 | 0
r161 | t4 | 444.89 | 548.2342 | 803.835 | 0
r161 | t5 | 444.89 | 539.6482 | 803.835 | 0
r161 | t6 | 444.89 | 643.7891 | 803.835 | 0
r161 | t7 | 444.89 | 747.0513 | 803.835 | 0
r161 | t8 | 444.89 | 803.835 | 803.835 | -0.0021305
r161 | t9 | 444.89 | 799.8351 | 803.835 | 0
r161 | t10 | 444.89 | 786.3943 | 803.835 | 0
r161 | t11 | 444.89 | 793.5004 | 803.835 | 0
r161 | t12 | 444.89 | 730.5004 | 803.835 | 0
r161 | t13 | 444.89 | 748.6391 | 803.835 | 0
r161 | t14 | 444.89 | 664.3091 | 803.835 | 0
r161 | t15 | 444.89 | 571.3091 | 803.835 | 0
r161 | t16 | 444.89 | 504.3091 | 803.835 | 0
r161 | t17 | 444.89 | 492.4187 | 803.835 | 0
r161 | t18 | 444.89 | 511.1078 | 803.835 | 0
r161 | t19 | 444.89 | 532.4897 | 803.835 | 0
r161 | t20 | 444.89 | 519.2562 | 803.835 | 0
r161 | t21 | 444.89 | 522.3758 | 803.835 | 0
r161 | t22 | 444.89 | 444.89 | 803.835 | 0
r161 | t23 | 444.89 | 444.89 | 803.835 | 0
r161 | t24 | 444.89 | 444.89 | 803.835 | 0.011751
r17 | t1 | 215.47 | 255.4528 | 489.705 | 0
r17 | t2 | 215.47 | 264.7026 | 489.705 | 0
r17 | t3 | 215.47 | 294.6781 | 489.705 | 0
r17 | t4 | 215.47 | 326.2208 | 489.705 | 0
r17 | t5 | 215.47 | 357.9732 | 489.705 | 0
r17 | t6 | 215.47 | 391.4236 | 489.705 | 0
r17 | t7 | 215.47 | 419.4862 | 489.705 | 0
r17 | t8 | 215.47 | 489.705 | 489.705 | -0.0025291
r17 | t9 | 215.47 | 484.035 | 489.705 | 0
r17 | t10 | 215.47 | 467.705 | 489.705 | 0
r17 | t11 | 215.47 | 425.035 | 489.705 | 0
r17 | t12 | 215.47 | 439.8856 | 489.705 | 0
r17 | t13 | 215.47 | 383.2156 | 489.705 | 0
r17 | t14 | 215.47 | 332.5456 | 489.705 | 0
r17 | t15 | 215.47 | 286.5456 | 489.705 | 0
r17 | t16 | 215.47 | 246.5456 | 489.705 | 0
r17 | t17 | 215.47 | 319.5064 | 489.705 | 0
r17 | t18 | 215.47 | 288.5064 | 489.705 | 0
r17 | t19 | 215.47 | 258.5064 | 489.705 | 0
r17 | t20 | 215.47 | 301.0048 | 489.705 | 0
r17 | t21 | 215.47 | 265.0048 | 489.705 | 0
r17 | t22 | 215.47 | 223.1558 | 489.705 | 0
r17 | t23 | 215.47 | 215.47 | 489.705 | 0
r17 | t24 | 215.47 | 215.47 | 489.705 | 0.011751
r171 | t1 | 256.48 | 292.5559 | 728.22 | 0
r171 | t2 | 256.48 | 349.794 | 728.22 | 0
r171 | t3 | 256.48 | 410.31 | 728.22 | 0
r171 | t4 | 256.48 | 473.6452 | 728.22 | 0
r171 | t5 | 256.48 | 540.0909 | 728.22 | 0
r171 | t6 | 256.48 | 595.8424 | 728.22 | 0
r171 | t7 | 256.48 | 664.1017 | 728.22 | 0
r171 | t8 | 256.48 | 689.14 | 728.22 | 0
r171 | t9 | 256.48 | 681.64 | 728.22 | 0
r171 | t10 | 256.48 | 663.64 | 728.22 | 0
r171 | t11 | 256.48 | 624.64 | 728.22 | 0
r171 | t12 | 256.48 | 586.64 | 728.22 | 0
r171 | t13 | 256.48 | 546.64 | 728.22 | 0
r171 | t14 | 256.48 | 511.64 | 728.22 | 0
r171 | t15 | 256.48 | 478.64 | 728.22 | 0
r171 | t16 | 256.48 | 458.64 | 728.22 | 0
r171 | t17 | 256.48 | 434.81 | 728.22 | 0
r171 | t18 | 256.48 | 403.81 | 728.22 | 0
r171 | t19 | 256.48 | 380.81 | 728.22 | 0
r171 | t20 | 256.48 | 363.48 | 728.22 | 0
r171 | t21 | 256.48 | 336.81 | 728.22 | 0
r171 | t22 | 256.48 | 301.98 | 728.22 | 0
r171 | t23 | 256.48 | 280.48 | 728.22 | 0
r171 | t24 | 256.48 | 256.48 | 728.22 | 0.0092221
r18 | t1 | 185.17 | 230.8469 | 429.255 | 0
r18 | t2 | 185.17 | 276.0217 | 429.255 | 0
r18 | t3 | 185.17 | 321.4957 | 429.255 | 0
r18 | t4 | 185.17 | 361.2068 | 429.255 | 0
r18 | t5 | 185.17 | 392.0202 | 429.255 | 0
r18 | t6 | 185.17 | 414.5849 | 429.255 | 0
r18 | t7 | 185.17 | 427.1325 | 429.255 | 0
r18 | t8 | 185.17 | 429.255 | 429.255 | -0.00081373
r18 | t9 | 185.17 | 418.085 | 429.255 | 0
r18 | t10 | 185.17 | 396.255 | 429.255 | 0
r18 | t11 | 185.17 | 378.0441 | 429.255 | 0
r18 | t12 | 185.17 | 367.1701 | 429.255 | 0
r18 | t13 | 185.17 | 340.1701 | 429.255 | 0
r18 | t14 | 185.17 | 316.1701 | 429.255 | 0
r18 | t15 | 185.17 | 295.1701 | 429.255 | 0
r18 | t16 | 185.17 | 274.1701 | 429.255 | 0
r18 | t17 | 185.17 | 257.3401 | 429.255 | 0
r18 | t18 | 185.17 | 240.8401 | 429.255 | 0
r18 | t19 | 185.17 | 223.8401 | 429.255 | 0
r18 | t20 | 185.17 | 205.1701 | 429.255 | 0
r18 | t21 | 185.17 | 185.17 | 429.255 | 0
r18 | t22 | 185.17 | 185.17 | 429.255 | 0
r18 | t23 | 185.17 | 185.17 | 429.255 | 0
r18 | t24 | 185.17 | 185.17 | 429.255 | 0.011751
r181 | t1 | 947.23 | 977.7902 | 1813.845 | 0
r181 | t2 | 947.23 | 986.6965 | 1813.845 | 0
r181 | t3 | 947.23 | 1016.5082 | 1813.845 | 0
r181 | t4 | 947.23 | 1075.3863 | 1813.845 | 0
r181 | t5 | 947.23 | 1152.6848 | 1813.845 | 0
r181 | t6 | 947.23 | 1266.2119 | 1813.845 | 0
r181 | t7 | 947.23 | 1405.6909 | 1813.845 | 0
r181 | t8 | 947.23 | 1564.4141 | 1813.845 | 0
r181 | t9 | 947.23 | 1541.0841 | 1813.845 | 0
r181 | t10 | 947.23 | 1517.5841 | 1813.845 | 0
r181 | t11 | 947.23 | 1496.5841 | 1813.845 | 0
r181 | t12 | 947.23 | 1478.5841 | 1813.845 | 0
r181 | t13 | 947.23 | 1460.2541 | 1813.845 | 0
r181 | t14 | 947.23 | 1382.9241 | 1813.845 | 0
r181 | t15 | 947.23 | 1245.9241 | 1813.845 | 0
r181 | t16 | 947.23 | 1184.8297 | 1813.845 | 0
r181 | t17 | 947.23 | 983.9997 | 1813.845 | 0
r181 | t18 | 947.23 | 983.3751 | 1813.845 | 0
r181 | t19 | 947.23 | 1012.496 | 1813.845 | 0
r181 | t20 | 947.23 | 947.23 | 1813.845 | 0
r181 | t21 | 947.23 | 967.23 | 1813.845 | 0
r181 | t22 | 947.23 | 947.23 | 1813.845 | 0
r181 | t23 | 947.23 | 947.23 | 1813.845 | 0
r181 | t24 | 947.23 | 947.23 | 1813.845 | 0.011751
r19 | t1 | 1218 | 1283.3528 | 2079 | 0
r19 | t2 | 1218 | 1351.165 | 2079 | 0
r19 | t3 | 1218 | 1426.0885 | 2079 | 0
r19 | t4 | 1218 | 1513.8966 | 2079 | 0
r19 | t5 | 1218 | 1610.7801 | 2079 | 0
r19 | t6 | 1218 | 1706.8849 | 2079 | 0
r19 | t7 | 1218 | 1812.8964 | 2079 | 0
r19 | t8 | 1218 | 1912.4449 | 2079 | 0
r19 | t9 | 1218 | 1869.4449 | 2079 | 0
r19 | t10 | 1218 | 1840.4449 | 2079 | 0
r19 | t11 | 1218 | 1750.9449 | 2079 | 0
r19 | t12 | 1218 | 1682.723 | 2079 | 0
r19 | t13 | 1218 | 1587.893 | 2079 | 0
r19 | t14 | 1218 | 1495.223 | 2079 | 0
r19 | t15 | 1218 | 1411.723 | 2079 | 0
r19 | t16 | 1218 | 1392.5461 | 2079 | 0
r19 | t17 | 1218 | 1326.7161 | 2079 | 0
r19 | t18 | 1218 | 1313.1321 | 2079 | 0
r19 | t19 | 1218 | 1345.2353 | 2079 | 0
r19 | t20 | 1218 | 1342.4693 | 2079 | 0
r19 | t21 | 1218 | 1352.33 | 2079 | 0
r19 | t22 | 1218 | 1258 | 2079 | 0
r19 | t23 | 1218 | 1258 | 2079 | 0
r19 | t24 | 1218 | 1218 | 2079 | 0.011751
r191 | t1 | 1141.17 | 1289.5336 | 2212.755 | 0
r191 | t2 | 1141.17 | 1442.4097 | 2212.755 | 0
r191 | t3 | 1141.17 | 1568.6885 | 2212.755 | 0
r191 | t4 | 1141.17 | 1700.0832 | 2212.755 | 0
r191 | t5 | 1141.17 | 1831.7799 | 2212.755 | 0
r191 | t6 | 1141.17 | 1961.7286 | 2212.755 | 0
r191 | t7 | 1141.17 | 2102.814 | 2212.755 | 0
r191 | t8 | 1141.17 | 2212.755 | 2212.755 | -0.0014763
r191 | t9 | 1141.17 | 2168.755 | 2212.755 | 0
r191 | t10 | 1141.17 | 2090.755 | 2212.755 | 0
r191 | t11 | 1141.17 | 1968.755 | 2212.755 | 0
r191 | t12 | 1141.17 | 1866.755 | 2212.755 | 0
r191 | t13 | 1141.17 | 1779.755 | 2212.755 | 0
r191 | t14 | 1141.17 | 1698.755 | 2212.755 | 0
r191 | t15 | 1141.17 | 1636.755 | 2212.755 | 0
r191 | t16 | 1141.17 | 1542.005 | 2212.755 | 0
r191 | t17 | 1141.17 | 1471.005 | 2212.755 | 0
r191 | t18 | 1141.17 | 1454.005 | 2212.755 | 0
r191 | t19 | 1141.17 | 1416.255 | 2212.755 | 0
r191 | t20 | 1141.17 | 1351.17 | 2212.755 | 0
r191 | t21 | 1141.17 | 1233.92 | 2212.755 | 0
r191 | t22 | 1141.17 | 1141.17 | 2212.755 | 0
r191 | t23 | 1141.17 | 1141.17 | 2212.755 | 0
r191 | t24 | 1141.17 | 1141.17 | 2212.755 | 0.011751

## vinit
TOC
vinit | (parameter) | initial volume of each reservoir
r | t | Value
r12 | t1 | 106.5
r13 | t1 | 38.07
r132 | t1 | 231.43
r133 | t1 | 236.25
r134 | t1 | 444
r14 | t1 | 70
r15 | t1 | 188
r151 | t1 | 816.43
r16 | t1 | 112
r161 | t1 | 444.89
r17 | t1 | 215.47
r171 | t1 | 256.48
r18 | t1 | 185.17
r181 | t1 | 947.23
r19 | t1 | 1218
r191 | t1 | 1141.17

## vmax
TOC
vmax | (parameter) | maximal volume of each reservoir (m^3)
r | Value
r12 | 177.5
r13 | 79.07
r132 | 366.43
r133 | 383.25
r134 | 592
r14 | 105
r15 | 282
r151 | 1045.43
r16 | 146
r161 | 535.89
r17 | 326.47
r171 | 485.48
r18 | 286.17
r181 | 1209.23
r19 | 1386
r191 | 1475.17

## vmin
TOC
vmin | (parameter) | minimal volume of each reservoir (m^3)
r | Value
r12 | 106.5
r13 | 38.07
r132 | 231.43
r133 | 236.25
r134 | 444
r14 | 70
r15 | 188
r151 | 816.43
r16 | 112
r161 | 444.89
r17 | 215.47
r171 | 256.48
r18 | 185.17
r181 | 947.23
r19 | 1218
r191 | 1141.17