## Table of Contents
Name | Type | Dim | Count | Explanatory text
c | set | 1 | 2 | pump class
Charge | variable | 2 | 768 | Niveau de charge au noeud (n) Ã (t)
Charge_j | equation | 2 | 360 | Niveau de charge aux jonctions (j) Ã (t)
Charge_r | equation | 2 | 384 | Niveau de charge au rÃ©servoir (r) Ã (t)
Charge_s | equation | 4 | 144 | Niveau de charge Ã la source Ã (t)
d | set | 1 | 4 | pump number
Debit_s | equation | 1 | 24 | Equilibre des dÃ©bits Ã la source Ã (t)
degree | set | 1 | 3 | polynomial degrees
demand | parameter | 2 | 371 | demand in water at each reservoir and each hour (m^3.h^-1)
dp | parameter | 1 | 0 | Aliased with d
Elec_pompe | equation | 3 | 144 | Consommation Ã©lectrique de la pompe (k) Ã (t)
gamma | parameter | 2 | 4 | linear fit of the electrical power (kW) on the flow (m^3.h^-1) for each class of pumps
height | parameter | 1 | 32 | elevation at each node relative to s (m)
height0 | parameter | 0 | 1 | reference height at the source (m)
j | set | 1 | 15 | junctions
k | set | 2 | 6 | pumps
kp | set | 2 | 0 | Aliased with k
l | set | 2 | 31 | pipes
n | set | 1 | 32 | nodes
night | set | 1 | 8 | night periods
Noeud | equation | 2 | 360 | Contrainte dÃ©bit noeud (n) Ã (t)
np | equation | 1 | 0 | Aliased with n
obj | equation | 0 | 1 | Objectif
Ordre_pompe | equation | 3 | 144 | Les pompes s allument dans l ordre
Perte_charge | equation | 3 | 744 | Perte charge (n n) Ã (t)
phi | parameter | 3 | 62 | quadratic fit of the pressure loss (m) on the flow (m^3.h^-1) for each pipe
Ppompe | variable | 3 | 144 | Puissance Ã©lectrique de la pompe (k) Ã (t) en (kW)
psi | parameter | 2 | 4 | quadratic fit of the service pressure (m) on the flow (m^3.h^-1) for each class of pumps
Qmax | parameter | 2 | 6 | DÃ©bit maximum
Qmin | parameter | 2 | 6 | DÃ©bit minimum
Qpipe | variable | 3 | 744 | DÃ©bit dans le tuyau (l) Ã (t)
Qpompe | variable | 3 | 144 | DÃ©bit de la pompe (k) Ã (t)
Qpompe_inf | equation | 3 | 144 | Borne infÃ©rieur pompe (k) Ã (t)
Qpompe_sup | equation | 3 | 144 | Borne supÃ©rieur pompe (k) Ã (t)
r | set | 1 | 16 | reservoirs
Satisfaction_demande | equation | 2 | 384 | Satisfaction de la demande en (r) Ã (t)
Son | variable | 3 | 168 | Statu t de la pompe (k) fonctionne Ã (t)
surface | parameter | 1 | 16 | mean surface of each reservoir (m^2)
t | set | 1 | 24 | 1-hour periods
tariff | parameter | 1 | 24 | electricity tariff
tariffday | parameter | 0 | 1 | electricity hourly tariff at day (euro.kWh^-1)
tariffnight | parameter | 0 | 1 | electricity hourly tariff at night (euro.kWh^-1)
v | variable | 2 | 384 | Volume au rÃ©servoir (r) en (t)
vinit | parameter | 2 | 16 | initial volume of each reservoir
vmax | parameter | 1 | 16 | maximal volume of each reservoir (m^3)
vmin | parameter | 1 | 16 | minimal volume of each reservoir (m^3)
z | variable | 0 | 1 | CoÃ»t exploitation final

## comments
Commentaires
Pompe large fixées à 1, capacité réservoir multipliée par 10. Temps de calcul : 6 secondes. Tolérance relative : 0.5. Meilleur possible : 330.

## Scalar
TOC
Parameter | Value | Explanatory text
height0 | 0 | reference height at the source (m)
tariffday | 0.04609 | electricity hourly tariff at day (euro.kWh^-1)
tariffnight | 0.02916 | electricity hourly tariff at night (euro.kWh^-1)
Variable | Lowerbound | Value | Upperbound | Marginal | Explanatory text
z | -INF | 495.4157 | INF | 0 | CoÃ»t exploitation final
Equation | Lowerbound | Value | Upperbound | Marginal | Explanatory text
obj | 0 | 0 | 0 | 1 | Objectif

## c
TOC
c | (set) | pump class
dim1
small
large

## Charge
TOC
Charge | (variable) | Niveau de charge au noeud (n) Ã (t)
n | t | Lowerbound | Value | Upperbound | Marginal
s | t1 | 0 | 152.3232 | INF | 0
s | t2 | 0 | 152.3232 | INF | 0
s | t3 | 0 | 152.0974 | INF | 0
s | t4 | 0 | 152.0632 | INF | 0
s | t5 | 0 | 151.3668 | INF | 0
s | t6 | 0 | 152.2968 | INF | 0
s | t7 | 0 | 152.3232 | INF | 0
s | t8 | 0 | 151.4619 | INF | 0
s | t9 | 0 | 152.1645 | INF | 0
s | t10 | 0 | 152.3232 | INF | 0
s | t11 | 0 | 152.1641 | INF | 0
s | t12 | 0 | 152.3232 | INF | 0
s | t13 | 0 | 152.1175 | INF | 0
s | t14 | 0 | 151.6802 | INF | 0
s | t15 | 0 | 151.1417 | INF | 0
s | t16 | 0 | 151.0881 | INF | 0
s | t17 | 0 | 152.3232 | INF | 0
s | t18 | 0 | 152.1022 | INF | 0
s | t19 | 0 | 152.3232 | INF | 0
s | t20 | 0 | 150.9355 | INF | 0
s | t21 | 0 | 150.9826 | INF | 0
s | t22 | 0 | 150.8703 | INF | 0
s | t23 | 0 | 152.2784 | INF | 0
s | t24 | 0 | 148.1245 | INF | 0
j39 | t1 | 0 | 146.0955 | INF | 0
j39 | t2 | 0 | 148.1232 | INF | 0
j39 | t3 | 0 | 147.7021 | INF | 0
j39 | t4 | 0 | 147.8484 | INF | 0
j39 | t5 | 0 | 146.3038 | INF | 0
j39 | t6 | 0 | 148.3384 | INF | 0
j39 | t7 | 0 | 146.006 | INF | 0
j39 | t8 | 0 | 146.8381 | INF | 0
j39 | t9 | 0 | 150.7923 | INF | 0
j39 | t10 | 0 | 150.8711 | INF | 0
j39 | t11 | 0 | 150.4618 | INF | 0
j39 | t12 | 0 | 150.5768 | INF | 0
j39 | t13 | 0 | 151.4999 | INF | 0
j39 | t14 | 0 | 151.1175 | INF | 0
j39 | t15 | 0 | 150.5825 | INF | 0
j39 | t16 | 0 | 150.5044 | INF | 0
j39 | t17 | 0 | 151.2656 | INF | 0
j39 | t18 | 0 | 151.0518 | INF | 0
j39 | t19 | 0 | 150.6529 | INF | 0
j39 | t20 | 0 | 150.8433 | INF | 0
j39 | t21 | 0 | 149.5052 | INF | 0
j39 | t22 | 0 | 149.5164 | INF | 0
j39 | t23 | 0 | 150.8098 | INF | 0
j39 | t24 | 0 | 148.0116 | INF | 0
j14 | t1 | 0 | 143.2754 | INF | 0
j14 | t2 | 0 | 144.0017 | INF | 0
j14 | t3 | 0 | 144.1526 | INF | 0
j14 | t4 | 0 | 144.7326 | INF | 0
j14 | t5 | 0 | 141.3611 | INF | 0
j14 | t6 | 0 | 144.6608 | INF | 0
j14 | t7 | 0 | 140.671 | INF | 0
j14 | t8 | 0 | 144.2853 | INF | 0
j14 | t9 | 0 | 148.6103 | INF | 0
j14 | t10 | 0 | 148.1324 | INF | 0
j14 | t11 | 0 | 147.7775 | INF | 0
j14 | t12 | 0 | 148.2884 | INF | 0
j14 | t13 | 0 | 148.4505 | INF | 0
j14 | t14 | 0 | 148.8109 | INF | 0
j14 | t15 | 0 | 148.311 | INF | 0
j14 | t16 | 0 | 147.6233 | INF | 0
j14 | t17 | 0 | 148.3882 | INF | 0
j14 | t18 | 0 | 150.3466 | INF | 0
j14 | t19 | 0 | 149.8112 | INF | 0
j14 | t20 | 0 | 150.3919 | INF | 0
j14 | t21 | 0 | 146.4515 | INF | 0
j14 | t22 | 0 | 149.0453 | INF | 0
j14 | t23 | 0 | 148.321 | INF | 0
j14 | t24 | 0 | 147.4734 | INF | 0
j16 | t1 | 0 | 141.7694 | INF | 0
j16 | t2 | 0 | 141.7807 | INF | 0
j16 | t3 | 0 | 141.0876 | INF | 0
j16 | t4 | 0 | 142.0429 | INF | 0
j16 | t5 | 0 | 138.5091 | INF | 0
j16 | t6 | 0 | 141.4852 | INF | 0
j16 | t7 | 0 | 137.4986 | INF | 0
j16 | t8 | 0 | 142.2537 | INF | 0
j16 | t9 | 0 | 146.7262 | INF | 0
j16 | t10 | 0 | 145.7675 | INF | 0
j16 | t11 | 0 | 145.4596 | INF | 0
j16 | t12 | 0 | 146.3123 | INF | 0
j16 | t13 | 0 | 145.9019 | INF | 0
j16 | t14 | 0 | 146.8192 | INF | 0
j16 | t15 | 0 | 146.3496 | INF | 0
j16 | t16 | 0 | 145.1354 | INF | 0
j16 | t17 | 0 | 145.9036 | INF | 0
j16 | t18 | 0 | 149.7377 | INF | 0
j16 | t19 | 0 | 149.0844 | INF | 0
j16 | t20 | 0 | 150.0021 | INF | 0
j16 | t21 | 0 | 143.8147 | INF | 0
j16 | t22 | 0 | 148.6385 | INF | 0
j16 | t23 | 0 | 146.172 | INF | 0
j16 | t24 | 0 | 147.0089 | INF | 0
j17 | t1 | 0 | 140.9909 | INF | 0
j17 | t2 | 0 | 140.964 | INF | 0
j17 | t3 | 0 | 139.8628 | INF | 0
j17 | t4 | 0 | 140.7285 | INF | 0
j17 | t5 | 0 | 138.0233 | INF | 0
j17 | t6 | 0 | 140.0955 | INF | 0
j17 | t7 | 0 | 137.3283 | INF | 0
j17 | t8 | 0 | 140.9982 | INF | 0
j17 | t9 | 0 | 145.4569 | INF | 0
j17 | t10 | 0 | 144.7311 | INF | 0
j17 | t11 | 0 | 144.4653 | INF | 0
j17 | t12 | 0 | 145.2078 | INF | 0
j17 | t13 | 0 | 144.5928 | INF | 0
j17 | t14 | 0 | 145.4015 | INF | 0
j17 | t15 | 0 | 144.9378 | INF | 0
j17 | t16 | 0 | 144.1742 | INF | 0
j17 | t17 | 0 | 144.8254 | INF | 0
j17 | t18 | 0 | 147.509 | INF | 0
j17 | t19 | 0 | 146.4122 | INF | 0
j17 | t20 | 0 | 148.5435 | INF | 0
j17 | t21 | 0 | 143.0179 | INF | 0
j17 | t22 | 0 | 147.2128 | INF | 0
j17 | t23 | 0 | 144.6161 | INF | 0
j17 | t24 | 0 | 145.3252 | INF | 0
j19 | t1 | 0 | 138.8805 | INF | 0
j19 | t2 | 0 | 138.7806 | INF | 0
j19 | t3 | 0 | 137.2496 | INF | 0
j19 | t4 | 0 | 137.0661 | INF | 0
j19 | t5 | 0 | 136.6941 | INF | 0
j19 | t6 | 0 | 136.667 | INF | 0
j19 | t7 | 0 | 136.8765 | INF | 0
j19 | t8 | 0 | 137.5064 | INF | 0
j19 | t9 | 0 | 141.9215 | INF | 0
j19 | t10 | 0 | 141.8535 | INF | 0
j19 | t11 | 0 | 141.7062 | INF | 0
j19 | t12 | 0 | 142.138 | INF | 0
j19 | t13 | 0 | 140.9451 | INF | 0
j19 | t14 | 0 | 142.2495 | INF | 0
j19 | t15 | 0 | 141.9445 | INF | 0
j19 | t16 | 0 | 141.5086 | INF | 0
j19 | t17 | 0 | 141.8298 | INF | 0
j19 | t18 | 0 | 141.2567 | INF | 0
j19 | t19 | 0 | 138.901 | INF | 0
j19 | t20 | 0 | 144.4742 | INF | 0
j19 | t21 | 0 | 140.8153 | INF | 0
j19 | t22 | 0 | 143.2383 | INF | 0
j19 | t23 | 0 | 140.2703 | INF | 0
j19 | t24 | 0 | 140.8328 | INF | 0
j21 | t1 | 0 | 136.1662 | INF | 0
j21 | t2 | 0 | 136.1314 | INF | 0
j21 | t3 | 0 | 136.1195 | INF | 0
j21 | t4 | 0 | 136.115 | INF | 0
j21 | t5 | 0 | 136.1095 | INF | 0
j21 | t6 | 0 | 136.1225 | INF | 0
j21 | t7 | 0 | 136.1055 | INF | 0
j21 | t8 | 0 | 136.1024 | INF | 0
j21 | t9 | 0 | 136.2237 | INF | 0
j21 | t10 | 0 | 136.1002 | INF | 0
j21 | t11 | 0 | 136.1901 | INF | 0
j21 | t12 | 0 | 136.2777 | INF | 0
j21 | t13 | 0 | 136.3072 | INF | 0
j21 | t14 | 0 | 136.2291 | INF | 0
j21 | t15 | 0 | 136.2153 | INF | 0
j21 | t16 | 0 | 136.1901 | INF | 0
j21 | t17 | 0 | 136.1901 | INF | 0
j21 | t18 | 0 | 136.1291 | INF | 0
j21 | t19 | 0 | 137.1869 | INF | 0
j21 | t20 | 0 | 136.352 | INF | 0
j21 | t21 | 0 | 136.419 | INF | 0
j21 | t22 | 0 | 136.1001 | INF | 0
j21 | t23 | 0 | 136.2436 | INF | 0
j21 | t24 | 0 | 136.1646 | INF | 0
j24 | t1 | 0 | 141.7547 | INF | 0
j24 | t2 | 0 | 141.7551 | INF | 0
j24 | t3 | 0 | 141.0538 | INF | 0
j24 | t4 | 0 | 142.0161 | INF | 0
j24 | t5 | 0 | 138.4664 | INF | 0
j24 | t6 | 0 | 141.4517 | INF | 0
j24 | t7 | 0 | 137.4395 | INF | 0
j24 | t8 | 0 | 142.2361 | INF | 0
j24 | t9 | 0 | 146.7108 | INF | 0
j24 | t10 | 0 | 145.7425 | INF | 0
j24 | t11 | 0 | 145.4348 | INF | 0
j24 | t12 | 0 | 146.294 | INF | 0
j24 | t13 | 0 | 145.8772 | INF | 0
j24 | t14 | 0 | 146.8035 | INF | 0
j24 | t15 | 0 | 146.3343 | INF | 0
j24 | t16 | 0 | 145.1074 | INF | 0
j24 | t17 | 0 | 145.8772 | INF | 0
j24 | t18 | 0 | 149.7377 | INF | 0
j24 | t19 | 0 | 149.0844 | INF | 0
j24 | t20 | 0 | 150.0021 | INF | 0
j24 | t21 | 0 | 143.7818 | INF | 0
j24 | t22 | 0 | 148.6385 | INF | 0
j24 | t23 | 0 | 146.1553 | INF | 0
j24 | t24 | 0 | 147.0089 | INF | 0
j26 | t1 | 0 | 135.8894 | INF | 0
j26 | t2 | 0 | 131.3547 | INF | 0
j26 | t3 | 0 | 127.2677 | INF | 0
j26 | t4 | 0 | 131.0846 | INF | 0
j26 | t5 | 0 | 121.0934 | INF | 0
j26 | t6 | 0 | 127.7901 | INF | 0
j26 | t7 | 0 | 121.0631 | INF | 0
j26 | t8 | 0 | 135.9418 | INF | 0
j26 | t9 | 0 | 140.4257 | INF | 0
j26 | t10 | 0 | 135.5549 | INF | 0
j26 | t11 | 0 | 135.3405 | INF | 0
j26 | t12 | 0 | 138.8438 | INF | 0
j26 | t13 | 0 | 135.7994 | INF | 0
j26 | t14 | 0 | 140.4238 | INF | 0
j26 | t15 | 0 | 140.1029 | INF | 0
j26 | t16 | 0 | 133.7238 | INF | 0
j26 | t17 | 0 | 135.1243 | INF | 0
j26 | t18 | 0 | 149.7327 | INF | 0
j26 | t19 | 0 | 149.0794 | INF | 0
j26 | t20 | 0 | 150.002 | INF | 0
j26 | t21 | 0 | 130.4069 | INF | 0
j26 | t22 | 0 | 148.6289 | INF | 0
j26 | t23 | 0 | 139.3636 | INF | 0
j26 | t24 | 0 | 147.0036 | INF | 0
j27 | t1 | 0 | 135.5147 | INF | 0
j27 | t2 | 0 | 130.3639 | INF | 0
j27 | t3 | 0 | 122.7167 | INF | 0
j27 | t4 | 0 | 131.0511 | INF | 0
j27 | t5 | 0 | 121.0933 | INF | 0
j27 | t6 | 0 | 122.6363 | INF | 0
j27 | t7 | 0 | 121.0631 | INF | 0
j27 | t8 | 0 | 133.7409 | INF | 0
j27 | t9 | 0 | 138.0526 | INF | 0
j27 | t10 | 0 | 135.5549 | INF | 0
j27 | t11 | 0 | 135.3405 | INF | 0
j27 | t12 | 0 | 136.0309 | INF | 0
j27 | t13 | 0 | 135.7994 | INF | 0
j27 | t14 | 0 | 138.015 | INF | 0
j27 | t15 | 0 | 137.75 | INF | 0
j27 | t16 | 0 | 133.7238 | INF | 0
j27 | t17 | 0 | 135.1011 | INF | 0
j27 | t18 | 0 | 149.7309 | INF | 0
j27 | t19 | 0 | 149.0775 | INF | 0
j27 | t20 | 0 | 150.002 | INF | 0
j27 | t21 | 0 | 130.1941 | INF | 0
j27 | t22 | 0 | 148.6265 | INF | 0
j27 | t23 | 0 | 136.8373 | INF | 0
j27 | t24 | 0 | 147.0031 | INF | 0
j30 | t1 | 0 | 133.378 | INF | 0
j30 | t2 | 0 | 128.1946 | INF | 0
j30 | t3 | 0 | 127.1705 | INF | 0
j30 | t4 | 0 | 120.3402 | INF | 0
j30 | t5 | 0 | 101.1469 | INF | 0
j30 | t6 | 0 | 127.7899 | INF | 0
j30 | t7 | 0 | 102.267 | INF | 0
j30 | t8 | 0 | 135.9197 | INF | 0
j30 | t9 | 0 | 140.4257 | INF | 0
j30 | t10 | 0 | 123.8529 | INF | 0
j30 | t11 | 0 | 123.7458 | INF | 0
j30 | t12 | 0 | 138.8438 | INF | 0
j30 | t13 | 0 | 124.2295 | INF | 0
j30 | t14 | 0 | 140.4238 | INF | 0
j30 | t15 | 0 | 140.1029 | INF | 0
j30 | t16 | 0 | 120.6479 | INF | 0
j30 | t17 | 0 | 124.2246 | INF | 0
j30 | t18 | 0 | 149.7327 | INF | 0
j30 | t19 | 0 | 149.0794 | INF | 0
j30 | t20 | 0 | 150.0018 | INF | 0
j30 | t21 | 0 | 120.3465 | INF | 0
j30 | t22 | 0 | 148.6268 | INF | 0
j30 | t23 | 0 | 139.3608 | INF | 0
j30 | t24 | 0 | 146.9998 | INF | 0
j2 | t1 | 0 | 133.0627 | INF | 0
j2 | t2 | 0 | 142.5288 | INF | 0
j2 | t3 | 0 | 140.9547 | INF | 0
j2 | t4 | 0 | 140.9948 | INF | 0
j2 | t5 | 0 | 139.5411 | INF | 0
j2 | t6 | 0 | 142.8353 | INF | 0
j2 | t7 | 0 | 136.6207 | INF | 0
j2 | t8 | 0 | 137.9965 | INF | 0
j2 | t9 | 0 | 149.656 | INF | 0
j2 | t10 | 0 | 149.9283 | INF | 0
j2 | t11 | 0 | 149.0414 | INF | 0
j2 | t12 | 0 | 148.774 | INF | 0
j2 | t13 | 0 | 151.4999 | INF | 0
j2 | t14 | 0 | 151.0927 | INF | 0
j2 | t15 | 0 | 150.5557 | INF | 0
j2 | t16 | 0 | 150.5044 | INF | 0
j2 | t17 | 0 | 150.9429 | INF | 0
j2 | t18 | 0 | 149.2195 | INF | 0
j2 | t19 | 0 | 147.2913 | INF | 0
j2 | t20 | 0 | 150.8433 | INF | 0
j2 | t21 | 0 | 148.6829 | INF | 0
j2 | t22 | 0 | 146.3431 | INF | 0
j2 | t23 | 0 | 149.6935 | INF | 0
j2 | t24 | 0 | 148.0111 | INF | 0
j3 | t1 | 0 | 100.1254 | INF | 0
j3 | t2 | 0 | 138.3975 | INF | 0
j3 | t3 | 0 | 140.9545 | INF | 0
j3 | t4 | 0 | 140.9947 | INF | 0
j3 | t5 | 0 | 135.6601 | INF | 0
j3 | t6 | 0 | 138.7774 | INF | 0
j3 | t7 | 0 | 101.3772 | INF | 0
j3 | t8 | 0 | 105.2484 | INF | 0
j3 | t9 | 0 | 146.7974 | INF | 0
j3 | t10 | 0 | 145.803 | INF | 0
j3 | t11 | 0 | 149.0414 | INF | 0
j3 | t12 | 0 | 146.0173 | INF | 0
j3 | t13 | 0 | 151.4999 | INF | 0
j3 | t14 | 0 | 151.0927 | INF | 0
j3 | t15 | 0 | 150.5557 | INF | 0
j3 | t16 | 0 | 150.5044 | INF | 0
j3 | t17 | 0 | 150.9428 | INF | 0
j3 | t18 | 0 | 149.2195 | INF | 0
j3 | t19 | 0 | 147.2908 | INF | 0
j3 | t20 | 0 | 150.8433 | INF | 0
j3 | t21 | 0 | 148.6829 | INF | 0
j3 | t22 | 0 | 142.7276 | INF | 0
j3 | t23 | 0 | 149.6935 | INF | 0
j3 | t24 | 0 | 148.0061 | INF | 0
j6 | t1 | 0 | 112.6633 | INF | 0
j6 | t2 | 0 | 129.4889 | INF | 0
j6 | t3 | 0 | 118.007 | INF | 0
j6 | t4 | 0 | 117.6842 | INF | 0
j6 | t5 | 0 | 122.988 | INF | 0
j6 | t6 | 0 | 130.0034 | INF | 0
j6 | t7 | 0 | 124.8264 | INF | 0
j6 | t8 | 0 | 126.7843 | INF | 0
j6 | t9 | 0 | 147.8535 | INF | 0
j6 | t10 | 0 | 148.8478 | INF | 0
j6 | t11 | 0 | 144.2091 | INF | 0
j6 | t12 | 0 | 145.2976 | INF | 0
j6 | t13 | 0 | 151.4999 | INF | 0
j6 | t14 | 0 | 151.0084 | INF | 0
j6 | t15 | 0 | 150.4649 | INF | 0
j6 | t16 | 0 | 150.5044 | INF | 0
j6 | t17 | 0 | 149.8455 | INF | 0
j6 | t18 | 0 | 142.9881 | INF | 0
j6 | t19 | 0 | 135.8753 | INF | 0
j6 | t20 | 0 | 150.8433 | INF | 0
j6 | t21 | 0 | 145.8854 | INF | 0
j6 | t22 | 0 | 139.6699 | INF | 0
j6 | t23 | 0 | 145.896 | INF | 0
j6 | t24 | 0 | 148.0111 | INF | 0
j7 | t1 | 0 | 99.8527 | INF | 0
j7 | t2 | 0 | 125.745 | INF | 0
j7 | t3 | 0 | 102.6064 | INF | 0
j7 | t4 | 0 | 102.8287 | INF | 0
j7 | t5 | 0 | 105.5641 | INF | 0
j7 | t6 | 0 | 126.3463 | INF | 0
j7 | t7 | 0 | 120.9258 | INF | 0
j7 | t8 | 0 | 123.468 | INF | 0
j7 | t9 | 0 | 147.8535 | INF | 0
j7 | t10 | 0 | 148.8471 | INF | 0
j7 | t11 | 0 | 136.6209 | INF | 0
j7 | t12 | 0 | 139.8386 | INF | 0
j7 | t13 | 0 | 151.4999 | INF | 0
j7 | t14 | 0 | 150.876 | INF | 0
j7 | t15 | 0 | 150.3222 | INF | 0
j7 | t16 | 0 | 150.5044 | INF | 0
j7 | t17 | 0 | 149.8455 | INF | 0
j7 | t18 | 0 | 142.9874 | INF | 0
j7 | t19 | 0 | 131.6838 | INF | 0
j7 | t20 | 0 | 150.8433 | INF | 0
j7 | t21 | 0 | 145.8854 | INF | 0
j7 | t22 | 0 | 129.9997 | INF | 0
j7 | t23 | 0 | 145.896 | INF | 0
j7 | t24 | 0 | 148.0111 | INF | 0
j10 | t1 | 0 | 101.1991 | INF | 0
j10 | t2 | 0 | 111.8562 | INF | 0
j10 | t3 | 0 | 106.565 | INF | 0
j10 | t4 | 0 | 104.9397 | INF | 0
j10 | t5 | 0 | 120.6194 | INF | 0
j10 | t6 | 0 | 112.5534 | INF | 0
j10 | t7 | 0 | 110.5269 | INF | 0
j10 | t8 | 0 | 111.92 | INF | 0
j10 | t9 | 0 | 140.7259 | INF | 0
j10 | t10 | 0 | 144.6356 | INF | 0
j10 | t11 | 0 | 144.2091 | INF | 0
j10 | t12 | 0 | 145.2976 | INF | 0
j10 | t13 | 0 | 151.4999 | INF | 0
j10 | t14 | 0 | 151.0084 | INF | 0
j10 | t15 | 0 | 150.4649 | INF | 0
j10 | t16 | 0 | 150.5044 | INF | 0
j10 | t17 | 0 | 145.5205 | INF | 0
j10 | t18 | 0 | 118.3193 | INF | 0
j10 | t19 | 0 | 123.2375 | INF | 0
j10 | t20 | 0 | 150.8433 | INF | 0
j10 | t21 | 0 | 134.7974 | INF | 0
j10 | t22 | 0 | 139.602 | INF | 0
j10 | t23 | 0 | 130.824 | INF | 0
j10 | t24 | 0 | 148.0111 | INF | 0
r12 | t1 | 0 | 110.2673 | INF | 0
r12 | t2 | 0 | 97.6149 | INF | 0
r12 | t3 | 0 | 144.1525 | INF | 0
r12 | t4 | 0 | 144.7318 | INF | 0
r12 | t5 | 0 | 99.268 | INF | 0
r12 | t6 | 0 | 144.6607 | INF | 0
r12 | t7 | 0 | 101.1534 | INF | 0
r12 | t8 | 0 | 143.0694 | INF | 0
r12 | t9 | 0 | 148.6103 | INF | 0
r12 | t10 | 0 | 148.1324 | INF | 0
r12 | t11 | 0 | 147.7775 | INF | 0
r12 | t12 | 0 | 148.2884 | INF | 0
r12 | t13 | 0 | 148.1615 | INF | 0
r12 | t14 | 0 | 148.8109 | INF | 0
r12 | t15 | 0 | 148.311 | INF | 0
r12 | t16 | 0 | 147.6233 | INF | 0
r12 | t17 | 0 | 148.3882 | INF | 0
r12 | t18 | 0 | 150.3466 | INF | 0
r12 | t19 | 0 | 149.8112 | INF | 0
r12 | t20 | 0 | 150.3919 | INF | 0
r12 | t21 | 0 | 146.4515 | INF | 0
r12 | t22 | 0 | 149.0453 | INF | 0
r12 | t23 | 0 | 148.321 | INF | 0
r12 | t24 | 0 | 147.4726 | INF | 0
r13 | t1 | 0 | 140.8379 | INF | 0
r13 | t2 | 0 | 140.5771 | INF | 0
r13 | t3 | 0 | 117.8303 | INF | -5.9222e-05
r13 | t4 | 0 | 140.7275 | INF | 0
r13 | t5 | 0 | 138.0233 | INF | 0
r13 | t6 | 0 | 134.0646 | INF | -0.00029209
r13 | t7 | 0 | 137.3277 | INF | 0
r13 | t8 | 0 | 140.9904 | INF | 0
r13 | t9 | 0 | 145.4569 | INF | 0
r13 | t10 | 0 | 144.7311 | INF | 0
r13 | t11 | 0 | 144.4653 | INF | 0
r13 | t12 | 0 | 145.2078 | INF | 0
r13 | t13 | 0 | 144.5928 | INF | 0
r13 | t14 | 0 | 126.3654 | INF | -6.1773e-05
r13 | t15 | 0 | 118.1512 | INF | -5.237e-05
r13 | t16 | 0 | 144.1742 | INF | 0
r13 | t17 | 0 | 144.8254 | INF | 0
r13 | t18 | 0 | 147.509 | INF | 0
r13 | t19 | 0 | 146.4122 | INF | 0
r13 | t20 | 0 | 148.5418 | INF | 0
r13 | t21 | 0 | 143.0179 | INF | 0
r13 | t22 | 0 | 147.2084 | INF | 0
r13 | t23 | 0 | 144.6161 | INF | 0
r13 | t24 | 0 | 144.0568 | INF | 0
r132 | t1 | 0 | 138.6386 | INF | 0
r132 | t2 | 0 | 138.4753 | INF | 0
r132 | t3 | 0 | 135.3271 | INF | 0
r132 | t4 | 0 | 133.291 | INF | 0
r132 | t5 | 0 | 135.7048 | INF | 0
r132 | t6 | 0 | 132.2311 | INF | 0
r132 | t7 | 0 | 136.8625 | INF | 0
r132 | t8 | 0 | 134.8044 | INF | 0
r132 | t9 | 0 | 141.8037 | INF | 0
r132 | t10 | 0 | 141.8535 | INF | 0
r132 | t11 | 0 | 141.7062 | INF | 0
r132 | t12 | 0 | 142.128 | INF | 0
r132 | t13 | 0 | 140.5274 | INF | 0
r132 | t14 | 0 | 142.2396 | INF | 0
r132 | t15 | 0 | 141.9355 | INF | 0
r132 | t16 | 0 | 141.5083 | INF | 0
r132 | t17 | 0 | 141.8156 | INF | 0
r132 | t18 | 0 | 139.1819 | INF | 0
r132 | t19 | 0 | 130.7304 | INF | 0
r132 | t20 | 0 | 144.474 | INF | 0
r132 | t21 | 0 | 140.8152 | INF | 0
r132 | t22 | 0 | 143.1964 | INF | 0
r132 | t23 | 0 | 139.1071 | INF | 0
r132 | t24 | 0 | 139.9039 | INF | 0
r133 | t1 | 0 | 135.6338 | INF | 0
r133 | t2 | 0 | 135.5401 | INF | 0
r133 | t3 | 0 | 135.8741 | INF | 0
r133 | t4 | 0 | 135.9037 | INF | 0
r133 | t5 | 0 | 135.9772 | INF | 0
r133 | t6 | 0 | 136.0211 | INF | 0
r133 | t7 | 0 | 135.9157 | INF | 0
r133 | t8 | 0 | 135.7313 | INF | 0
r133 | t9 | 0 | 134.9156 | INF | 0
r133 | t10 | 0 | 134.5201 | INF | 0
r133 | t11 | 0 | 135.044 | INF | 0
r133 | t12 | 0 | 135.2114 | INF | 0
r133 | t13 | 0 | 135.5501 | INF | 0
r133 | t14 | 0 | 135.0444 | INF | 0
r133 | t15 | 0 | 135.0719 | INF | 0
r133 | t16 | 0 | 135.0912 | INF | 0
r133 | t17 | 0 | 135.0144 | INF | 0
r133 | t18 | 0 | 134.9033 | INF | 0
r133 | t19 | 0 | 137.1594 | INF | 0
r133 | t20 | 0 | 134.1176 | INF | 0
r133 | t21 | 0 | 135.5382 | INF | 0
r133 | t22 | 0 | 134.1382 | INF | 0
r133 | t23 | 0 | 135.5355 | INF | 0
r133 | t24 | 0 | 135.1628 | INF | 0
r134 | t1 | 0 | 136.1 | INF | 0
r134 | t2 | 0 | 136.1 | INF | 0
r134 | t3 | 0 | 136.1 | INF | 0
r134 | t4 | 0 | 136.1 | INF | 0
r134 | t5 | 0 | 136.1 | INF | 0
r134 | t6 | 0 | 136.1 | INF | 0
r134 | t7 | 0 | 136.1 | INF | 0
r134 | t8 | 0 | 136.1 | INF | 0
r134 | t9 | 0 | 136.1773 | INF | 0
r134 | t10 | 0 | 136.1 | INF | 0
r134 | t11 | 0 | 136.1 | INF | 0
r134 | t12 | 0 | 136.1012 | INF | 0
r134 | t13 | 0 | 136.1 | INF | 0
r134 | t14 | 0 | 136.1 | INF | 0
r134 | t15 | 0 | 136.1 | INF | 0
r134 | t16 | 0 | 136.1 | INF | 0
r134 | t17 | 0 | 136.1 | INF | 0
r134 | t18 | 0 | 136.1 | INF | 0
r134 | t19 | 0 | 136.4437 | INF | 0
r134 | t20 | 0 | 136.352 | INF | 0
r134 | t21 | 0 | 136.329 | INF | 0
r134 | t22 | 0 | 136.1 | INF | 0
r134 | t23 | 0 | 136.1 | INF | 0
r134 | t24 | 0 | 136.1 | INF | 0
r14 | t1 | 0 | 141.7531 | INF | 0
r14 | t2 | 0 | 141.7551 | INF | 0
r14 | t3 | 0 | 141.0538 | INF | 0
r14 | t4 | 0 | 142.0161 | INF | 0
r14 | t5 | 0 | 138.4664 | INF | 0
r14 | t6 | 0 | 141.4517 | INF | 0
r14 | t7 | 0 | 135.5971 | INF | 0
r14 | t8 | 0 | 142.1577 | INF | 0
r14 | t9 | 0 | 146.7108 | INF | 0
r14 | t10 | 0 | 145.7425 | INF | 0
r14 | t11 | 0 | 145.4348 | INF | 0
r14 | t12 | 0 | 146.294 | INF | 0
r14 | t13 | 0 | 145.8772 | INF | 0
r14 | t14 | 0 | 146.8035 | INF | 0
r14 | t15 | 0 | 146.3343 | INF | 0
r14 | t16 | 0 | 145.1074 | INF | 0
r14 | t17 | 0 | 145.8772 | INF | 0
r14 | t18 | 0 | 149.7377 | INF | 0
r14 | t19 | 0 | 149.0844 | INF | 0
r14 | t20 | 0 | 150.0021 | INF | 0
r14 | t21 | 0 | 143.7818 | INF | 0
r14 | t22 | 0 | 148.6381 | INF | 0
r14 | t23 | 0 | 146.1553 | INF | 0
r14 | t24 | 0 | 147.0089 | INF | 0
r15 | t1 | 0 | 133.1592 | INF | 0
r15 | t2 | 0 | 123.6961 | INF | 0
r15 | t3 | 0 | 127.1705 | INF | 0
r15 | t4 | 0 | 120.3401 | INF | 0
r15 | t5 | 0 | 84.5995 | INF | 0
r15 | t6 | 0 | 127.7899 | INF | 0
r15 | t7 | 0 | 68.8567 | INF | 0
r15 | t8 | 0 | 135.9196 | INF | 0
r15 | t9 | 0 | 140.4257 | INF | 0
r15 | t10 | 0 | 123.8529 | INF | 0
r15 | t11 | 0 | 123.7457 | INF | 0
r15 | t12 | 0 | 138.8438 | INF | 0
r15 | t13 | 0 | 124.2295 | INF | 0
r15 | t14 | 0 | 140.4238 | INF | 0
r15 | t15 | 0 | 140.1029 | INF | 0
r15 | t16 | 0 | 120.3464 | INF | 0
r15 | t17 | 0 | 124.2246 | INF | 0
r15 | t18 | 0 | 149.7327 | INF | 0
r15 | t19 | 0 | 149.0794 | INF | 0
r15 | t20 | 0 | 150.0018 | INF | 0
r15 | t21 | 0 | 120.3465 | INF | 0
r15 | t22 | 0 | 148.6268 | INF | 0
r15 | t23 | 0 | 139.3608 | INF | 0
r15 | t24 | 0 | 146.997 | INF | 0
r151 | t1 | 0 | 129.8361 | INF | 0
r151 | t2 | 0 | 128.1028 | INF | 0
r151 | t3 | 0 | 126.9788 | INF | 0
r151 | t4 | 0 | 96.012 | INF | 0
r151 | t5 | 0 | 96.3795 | INF | 0
r151 | t6 | 0 | 127.7897 | INF | 0
r151 | t7 | 0 | 102.2669 | INF | 0
r151 | t8 | 0 | 135.8817 | INF | 0
r151 | t9 | 0 | 140.4257 | INF | 0
r151 | t10 | 0 | 97.3225 | INF | 0
r151 | t11 | 0 | 97.4668 | INF | 0
r151 | t12 | 0 | 138.8438 | INF | 0
r151 | t13 | 0 | 98.0011 | INF | 0
r151 | t14 | 0 | 140.4238 | INF | 0
r151 | t15 | 0 | 140.1029 | INF | 0
r151 | t16 | 0 | 96.9083 | INF | 0
r151 | t17 | 0 | 99.5272 | INF | 0
r151 | t18 | 0 | 149.7327 | INF | 0
r151 | t19 | 0 | 149.0794 | INF | 0
r151 | t20 | 0 | 150.0017 | INF | 0
r151 | t21 | 0 | 97.566 | INF | 0
r151 | t22 | 0 | 148.6238 | INF | 0
r151 | t23 | 0 | 139.3567 | INF | 0
r151 | t24 | 0 | 146.9984 | INF | 0
r16 | t1 | 0 | 135.5132 | INF | 0
r16 | t2 | 0 | 130.3626 | INF | 0
r16 | t3 | 0 | 122.6681 | INF | 0
r16 | t4 | 0 | 131.0511 | INF | 0
r16 | t5 | 0 | 121.0933 | INF | 0
r16 | t6 | 0 | 122.5695 | INF | 0
r16 | t7 | 0 | 121.0631 | INF | 0
r16 | t8 | 0 | 133.7409 | INF | 0
r16 | t9 | 0 | 138.0526 | INF | 0
r16 | t10 | 0 | 135.5549 | INF | 0
r16 | t11 | 0 | 135.3405 | INF | 0
r16 | t12 | 0 | 136.0283 | INF | 0
r16 | t13 | 0 | 135.7994 | INF | 0
r16 | t14 | 0 | 138.015 | INF | 0
r16 | t15 | 0 | 137.75 | INF | 0
r16 | t16 | 0 | 133.7238 | INF | 0
r16 | t17 | 0 | 135.1011 | INF | 0
r16 | t18 | 0 | 149.7309 | INF | 0
r16 | t19 | 0 | 149.0775 | INF | 0
r16 | t20 | 0 | 150.002 | INF | 0
r16 | t21 | 0 | 130.1941 | INF | 0
r16 | t22 | 0 | 148.6265 | INF | 0
r16 | t23 | 0 | 136.8373 | INF | 0
r16 | t24 | 0 | 147.0031 | INF | 0
r161 | t1 | 0 | 132.0467 | INF | 0
r161 | t2 | 0 | 118.7349 | INF | 0
r161 | t3 | 0 | 98.5025 | INF | 0
r161 | t4 | 0 | 130.6043 | INF | 0
r161 | t5 | 0 | 121.093 | INF | 0
r161 | t6 | 0 | 99.1311 | INF | 0
r161 | t7 | 0 | 121.0625 | INF | 0
r161 | t8 | 0 | 100.2354 | INF | 0
r161 | t9 | 0 | 101.8989 | INF | 0
r161 | t10 | 0 | 135.5549 | INF | 0
r161 | t11 | 0 | 135.3405 | INF | 0
r161 | t12 | 0 | 101.7263 | INF | 0
r161 | t13 | 0 | 135.7991 | INF | 0
r161 | t14 | 0 | 101.3113 | INF | 0
r161 | t15 | 0 | 101.908 | INF | 0
r161 | t16 | 0 | 133.7238 | INF | 0
r161 | t17 | 0 | 134.8001 | INF | 0
r161 | t18 | 0 | 149.712 | INF | 0
r161 | t19 | 0 | 149.0587 | INF | 0
r161 | t20 | 0 | 150.002 | INF | 0
r161 | t21 | 0 | 127.095 | INF | 0
r161 | t22 | 0 | 148.6013 | INF | 0
r161 | t23 | 0 | 98.3247 | INF | 0
r161 | t24 | 0 | 146.9984 | INF | 0
r17 | t1 | 0 | 98.3103 | INF | 0
r17 | t2 | 0 | 138.3974 | INF | 0
r17 | t3 | 0 | 140.9545 | INF | 0
r17 | t4 | 0 | 140.9947 | INF | 0
r17 | t5 | 0 | 135.6601 | INF | 0
r17 | t6 | 0 | 138.7774 | INF | 0
r17 | t7 | 0 | 99.9514 | INF | 0
r17 | t8 | 0 | 103.2771 | INF | 0
r17 | t9 | 0 | 146.7974 | INF | 0
r17 | t10 | 0 | 145.803 | INF | 0
r17 | t11 | 0 | 149.0414 | INF | 0
r17 | t12 | 0 | 146.0173 | INF | 0
r17 | t13 | 0 | 151.4999 | INF | 0
r17 | t14 | 0 | 151.0927 | INF | 0
r17 | t15 | 0 | 150.5557 | INF | 0
r17 | t16 | 0 | 150.5044 | INF | 0
r17 | t17 | 0 | 150.9428 | INF | 0
r17 | t18 | 0 | 149.2194 | INF | 0
r17 | t19 | 0 | 147.2907 | INF | 0
r17 | t20 | 0 | 150.8433 | INF | 0
r17 | t21 | 0 | 148.6829 | INF | 0
r17 | t22 | 0 | 142.5074 | INF | 0
r17 | t23 | 0 | 149.6935 | INF | 0
r17 | t24 | 0 | 148.0057 | INF | 0
r171 | t1 | 0 | 99.1071 | INF | 0
r171 | t2 | 0 | 83.5895 | INF | 0
r171 | t3 | 0 | 140.954 | INF | 0
r171 | t4 | 0 | 140.9937 | INF | 0
r171 | t5 | 0 | 84.0724 | INF | 0
r171 | t6 | 0 | 84.8322 | INF | 0
r171 | t7 | 0 | 85.242 | INF | 0
r171 | t8 | 0 | 105.2483 | INF | 0
r171 | t9 | 0 | 108.8168 | INF | 0
r171 | t10 | 0 | 90.9634 | INF | 0
r171 | t11 | 0 | 149.0414 | INF | 0
r171 | t12 | 0 | 109.3716 | INF | 0
r171 | t13 | 0 | 151.4999 | INF | 0
r171 | t14 | 0 | 151.0927 | INF | 0
r171 | t15 | 0 | 150.5557 | INF | 0
r171 | t16 | 0 | 150.5044 | INF | 0
r171 | t17 | 0 | 150.9422 | INF | 0
r171 | t18 | 0 | 149.2195 | INF | 0
r171 | t19 | 0 | 147.2908 | INF | 0
r171 | t20 | 0 | 150.8433 | INF | 0
r171 | t21 | 0 | 148.6829 | INF | 0
r171 | t22 | 0 | 142.7276 | INF | 0
r171 | t23 | 0 | 149.6935 | INF | 0
r171 | t24 | 0 | 148.0061 | INF | 0
r18 | t1 | 0 | 90.0249 | INF | 0
r18 | t2 | 0 | 111.8551 | INF | 0
r18 | t3 | 0 | 106.565 | INF | 0
r18 | t4 | 0 | 101.1756 | INF | 0
r18 | t5 | 0 | 91.5918 | INF | 0
r18 | t6 | 0 | 112.5525 | INF | 0
r18 | t7 | 0 | 110.5267 | INF | 0
r18 | t8 | 0 | 111.92 | INF | 0
r18 | t9 | 0 | 140.7259 | INF | 0
r18 | t10 | 0 | 92.7619 | INF | 0
r18 | t11 | 0 | 144.2091 | INF | 0
r18 | t12 | 0 | 145.2976 | INF | 0
r18 | t13 | 0 | 151.4999 | INF | 0
r18 | t14 | 0 | 151.0084 | INF | 0
r18 | t15 | 0 | 150.4649 | INF | 0
r18 | t16 | 0 | 150.5044 | INF | 0
r18 | t17 | 0 | 91.6317 | INF | 0
r18 | t18 | 0 | 118.3193 | INF | 0
r18 | t19 | 0 | 123.2375 | INF | 0
r18 | t20 | 0 | 150.8433 | INF | 0
r18 | t21 | 0 | 134.7974 | INF | 0
r18 | t22 | 0 | 139.602 | INF | 0
r18 | t23 | 0 | 130.824 | INF | 0
r18 | t24 | 0 | 148.0111 | INF | 0
r181 | t1 | 0 | 95.7247 | INF | 0
r181 | t2 | 0 | 96.0929 | INF | 0
r181 | t3 | 0 | 96.345 | INF | 0
r181 | t4 | 0 | 96.622 | INF | 0
r181 | t5 | 0 | 120.6192 | INF | 0
r181 | t6 | 0 | 96.9527 | INF | 0
r181 | t7 | 0 | 97.7443 | INF | 0
r181 | t8 | 0 | 98.6286 | INF | 0
r181 | t9 | 0 | 134.3748 | INF | 0
r181 | t10 | 0 | 144.6345 | INF | 0
r181 | t11 | 0 | 144.2091 | INF | 0
r181 | t12 | 0 | 145.2976 | INF | 0
r181 | t13 | 0 | 151.4999 | INF | 0
r181 | t14 | 0 | 151.0084 | INF | 0
r181 | t15 | 0 | 150.4649 | INF | 0
r181 | t16 | 0 | 150.5044 | INF | 0
r181 | t17 | 0 | 145.5205 | INF | 0
r181 | t18 | 0 | 96.2214 | INF | 0
r181 | t19 | 0 | 111.9444 | INF | 0
r181 | t20 | 0 | 150.8433 | INF | 0
r181 | t21 | 0 | 124.895 | INF | 0
r181 | t22 | 0 | 139.5466 | INF | 0
r181 | t23 | 0 | 117.346 | INF | 0
r181 | t24 | 0 | 148.0111 | INF | 0
r19 | t1 | 0 | 81.0142 | INF | 0
r19 | t2 | 0 | 81.5084 | INF | 0
r19 | t3 | 0 | 81.7901 | INF | 0
r19 | t4 | 0 | 82.1281 | INF | 0
r19 | t5 | 0 | 82.5352 | INF | 0
r19 | t6 | 0 | 83.1432 | INF | 0
r19 | t7 | 0 | 83.7382 | INF | 0
r19 | t8 | 0 | 84.3163 | INF | 0
r19 | t9 | 0 | 147.8535 | INF | 0
r19 | t10 | 0 | 148.8427 | INF | 0
r19 | t11 | 0 | 125.7024 | INF | 0
r19 | t12 | 0 | 139.8386 | INF | 0
r19 | t13 | 0 | 151.4999 | INF | 0
r19 | t14 | 0 | 149.4875 | INF | 0
r19 | t15 | 0 | 148.8179 | INF | 0
r19 | t16 | 0 | 150.5044 | INF | 0
r19 | t17 | 0 | 149.8455 | INF | 0
r19 | t18 | 0 | 142.9832 | INF | 0
r19 | t19 | 0 | 82.0194 | INF | 0
r19 | t20 | 0 | 150.8433 | INF | 0
r19 | t21 | 0 | 145.8854 | INF | 0
r19 | t22 | 0 | 81.6308 | INF | 0
r19 | t23 | 0 | 145.896 | INF | 0
r19 | t24 | 0 | 148.0111 | INF | 0
r191 | t1 | 0 | 91.7664 | INF | 0
r191 | t2 | 0 | 125.7448 | INF | 0
r191 | t3 | 0 | 92.4731 | INF | 0
r191 | t4 | 0 | 93.1991 | INF | 0
r191 | t5 | 0 | 93.9838 | INF | 0
r191 | t6 | 0 | 126.3461 | INF | 0
r191 | t7 | 0 | 120.8382 | INF | 0
r191 | t8 | 0 | 123.4679 | INF | 0
r191 | t9 | 0 | 147.8535 | INF | 0
r191 | t10 | 0 | 148.8471 | INF | 0
r191 | t11 | 0 | 131.7502 | INF | 0
r191 | t12 | 0 | 131.8966 | INF | 0
r191 | t13 | 0 | 151.4999 | INF | 0
r191 | t14 | 0 | 150.876 | INF | 0
r191 | t15 | 0 | 150.3222 | INF | 0
r191 | t16 | 0 | 150.5044 | INF | 0
r191 | t17 | 0 | 149.8455 | INF | 0
r191 | t18 | 0 | 142.9874 | INF | 0
r191 | t19 | 0 | 131.6838 | INF | 0
r191 | t20 | 0 | 150.8433 | INF | 0
r191 | t21 | 0 | 145.8854 | INF | 0
r191 | t22 | 0 | 128.1131 | INF | 0
r191 | t23 | 0 | 145.896 | INF | 0
r191 | t24 | 0 | 148.0111 | INF | 0

## Charge_j
TOC
Charge_j | (equation) | Niveau de charge aux jonctions (j) Ã (t)
n | t | Lowerbound | Value | Upperbound | Marginal
j39 | t1 | 68 | 146.0955 | INF | 0
j39 | t2 | 68 | 148.1232 | INF | 0
j39 | t3 | 68 | 147.7021 | INF | 0
j39 | t4 | 68 | 147.8484 | INF | 0
j39 | t5 | 68 | 146.3038 | INF | 0
j39 | t6 | 68 | 148.3384 | INF | 0
j39 | t7 | 68 | 146.006 | INF | 0
j39 | t8 | 68 | 146.8381 | INF | 0
j39 | t9 | 68 | 150.7923 | INF | 0
j39 | t10 | 68 | 150.8711 | INF | 0
j39 | t11 | 68 | 150.4618 | INF | 0
j39 | t12 | 68 | 150.5768 | INF | 0
j39 | t13 | 68 | 151.4999 | INF | 0
j39 | t14 | 68 | 151.1175 | INF | 0
j39 | t15 | 68 | 150.5825 | INF | 0
j39 | t16 | 68 | 150.5044 | INF | 0
j39 | t17 | 68 | 151.2656 | INF | 0
j39 | t18 | 68 | 151.0518 | INF | 0
j39 | t19 | 68 | 150.6529 | INF | 0
j39 | t20 | 68 | 150.8433 | INF | 0
j39 | t21 | 68 | 149.5052 | INF | 0
j39 | t22 | 68 | 149.5164 | INF | 0
j39 | t23 | 68 | 150.8098 | INF | 0
j39 | t24 | 68 | 148.0116 | INF | 0
j14 | t1 | 63 | 143.2754 | INF | 0
j14 | t2 | 63 | 144.0017 | INF | 0
j14 | t3 | 63 | 144.1526 | INF | 0
j14 | t4 | 63 | 144.7326 | INF | 0
j14 | t5 | 63 | 141.3611 | INF | 0
j14 | t6 | 63 | 144.6608 | INF | 0
j14 | t7 | 63 | 140.671 | INF | 0
j14 | t8 | 63 | 144.2853 | INF | 0
j14 | t9 | 63 | 148.6103 | INF | 0
j14 | t10 | 63 | 148.1324 | INF | 0
j14 | t11 | 63 | 147.7775 | INF | 0
j14 | t12 | 63 | 148.2884 | INF | 0
j14 | t13 | 63 | 148.4505 | INF | 0
j14 | t14 | 63 | 148.8109 | INF | 0
j14 | t15 | 63 | 148.311 | INF | 0
j14 | t16 | 63 | 147.6233 | INF | 0
j14 | t17 | 63 | 148.3882 | INF | 0
j14 | t18 | 63 | 150.3466 | INF | 0
j14 | t19 | 63 | 149.8112 | INF | 0
j14 | t20 | 63 | 150.3919 | INF | 0
j14 | t21 | 63 | 146.4515 | INF | 0
j14 | t22 | 63 | 149.0453 | INF | 0
j14 | t23 | 63 | 148.321 | INF | 0
j14 | t24 | 63 | 147.4734 | INF | 0
j16 | t1 | 87 | 141.7694 | INF | 0
j16 | t2 | 87 | 141.7807 | INF | 0
j16 | t3 | 87 | 141.0876 | INF | 0
j16 | t4 | 87 | 142.0429 | INF | 0
j16 | t5 | 87 | 138.5091 | INF | 0
j16 | t6 | 87 | 141.4852 | INF | 0
j16 | t7 | 87 | 137.4986 | INF | 0
j16 | t8 | 87 | 142.2537 | INF | 0
j16 | t9 | 87 | 146.7262 | INF | 0
j16 | t10 | 87 | 145.7675 | INF | 0
j16 | t11 | 87 | 145.4596 | INF | 0
j16 | t12 | 87 | 146.3123 | INF | 0
j16 | t13 | 87 | 145.9019 | INF | 0
j16 | t14 | 87 | 146.8192 | INF | 0
j16 | t15 | 87 | 146.3496 | INF | 0
j16 | t16 | 87 | 145.1354 | INF | 0
j16 | t17 | 87 | 145.9036 | INF | 0
j16 | t18 | 87 | 149.7377 | INF | 0
j16 | t19 | 87 | 149.0844 | INF | 0
j16 | t20 | 87 | 150.0021 | INF | 0
j16 | t21 | 87 | 143.8147 | INF | 0
j16 | t22 | 87 | 148.6385 | INF | 0
j16 | t23 | 87 | 146.172 | INF | 0
j16 | t24 | 87 | 147.0089 | INF | 0
j17 | t1 | 99 | 140.9909 | INF | 0
j17 | t2 | 99 | 140.964 | INF | 0
j17 | t3 | 99 | 139.8628 | INF | 0
j17 | t4 | 99 | 140.7285 | INF | 0
j17 | t5 | 99 | 138.0233 | INF | 0
j17 | t6 | 99 | 140.0955 | INF | 0
j17 | t7 | 99 | 137.3283 | INF | 0
j17 | t8 | 99 | 140.9982 | INF | 0
j17 | t9 | 99 | 145.4569 | INF | 0
j17 | t10 | 99 | 144.7311 | INF | 0
j17 | t11 | 99 | 144.4653 | INF | 0
j17 | t12 | 99 | 145.2078 | INF | 0
j17 | t13 | 99 | 144.5928 | INF | 0
j17 | t14 | 99 | 145.4015 | INF | 0
j17 | t15 | 99 | 144.9378 | INF | 0
j17 | t16 | 99 | 144.1742 | INF | 0
j17 | t17 | 99 | 144.8254 | INF | 0
j17 | t18 | 99 | 147.509 | INF | 0
j17 | t19 | 99 | 146.4122 | INF | 0
j17 | t20 | 99 | 148.5435 | INF | 0
j17 | t21 | 99 | 143.0179 | INF | 0
j17 | t22 | 99 | 147.2128 | INF | 0
j17 | t23 | 99 | 144.6161 | INF | 0
j17 | t24 | 99 | 145.3252 | INF | 0
j19 | t1 | 110 | 138.8805 | INF | 0
j19 | t2 | 110 | 138.7806 | INF | 0
j19 | t3 | 110 | 137.2496 | INF | 0
j19 | t4 | 110 | 137.0661 | INF | 0
j19 | t5 | 110 | 136.6941 | INF | 0
j19 | t6 | 110 | 136.667 | INF | 0
j19 | t7 | 110 | 136.8765 | INF | 0
j19 | t8 | 110 | 137.5064 | INF | 0
j19 | t9 | 110 | 141.9215 | INF | 0
j19 | t10 | 110 | 141.8535 | INF | 0
j19 | t11 | 110 | 141.7062 | INF | 0
j19 | t12 | 110 | 142.138 | INF | 0
j19 | t13 | 110 | 140.9451 | INF | 0
j19 | t14 | 110 | 142.2495 | INF | 0
j19 | t15 | 110 | 141.9445 | INF | 0
j19 | t16 | 110 | 141.5086 | INF | 0
j19 | t17 | 110 | 141.8298 | INF | 0
j19 | t18 | 110 | 141.2567 | INF | 0
j19 | t19 | 110 | 138.901 | INF | 0
j19 | t20 | 110 | 144.4742 | INF | 0
j19 | t21 | 110 | 140.8153 | INF | 0
j19 | t22 | 110 | 143.2383 | INF | 0
j19 | t23 | 110 | 140.2703 | INF | 0
j19 | t24 | 110 | 140.8328 | INF | 0
j21 | t1 | 102 | 136.1662 | INF | 0
j21 | t2 | 102 | 136.1314 | INF | 0
j21 | t3 | 102 | 136.1195 | INF | 0
j21 | t4 | 102 | 136.115 | INF | 0
j21 | t5 | 102 | 136.1095 | INF | 0
j21 | t6 | 102 | 136.1225 | INF | 0
j21 | t7 | 102 | 136.1055 | INF | 0
j21 | t8 | 102 | 136.1024 | INF | 0
j21 | t9 | 102 | 136.2237 | INF | 0
j21 | t10 | 102 | 136.1002 | INF | 0
j21 | t11 | 102 | 136.1901 | INF | 0
j21 | t12 | 102 | 136.2777 | INF | 0
j21 | t13 | 102 | 136.3072 | INF | 0
j21 | t14 | 102 | 136.2291 | INF | 0
j21 | t15 | 102 | 136.2153 | INF | 0
j21 | t16 | 102 | 136.1901 | INF | 0
j21 | t17 | 102 | 136.1901 | INF | 0
j21 | t18 | 102 | 136.1291 | INF | 0
j21 | t19 | 102 | 137.1869 | INF | 0
j21 | t20 | 102 | 136.352 | INF | 0
j21 | t21 | 102 | 136.419 | INF | 0
j21 | t22 | 102 | 136.1001 | INF | 0
j21 | t23 | 102 | 136.2436 | INF | 0
j21 | t24 | 102 | 136.1646 | INF | 0
j24 | t1 | 87 | 141.7547 | INF | 0
j24 | t2 | 87 | 141.7551 | INF | 0
j24 | t3 | 87 | 141.0538 | INF | 0
j24 | t4 | 87 | 142.0161 | INF | 0
j24 | t5 | 87 | 138.4664 | INF | 0
j24 | t6 | 87 | 141.4517 | INF | 0
j24 | t7 | 87 | 137.4395 | INF | 0
j24 | t8 | 87 | 142.2361 | INF | 0
j24 | t9 | 87 | 146.7108 | INF | 0
j24 | t10 | 87 | 145.7425 | INF | 0
j24 | t11 | 87 | 145.4348 | INF | 0
j24 | t12 | 87 | 146.294 | INF | 0
j24 | t13 | 87 | 145.8772 | INF | 0
j24 | t14 | 87 | 146.8035 | INF | 0
j24 | t15 | 87 | 146.3343 | INF | 0
j24 | t16 | 87 | 145.1074 | INF | 0
j24 | t17 | 87 | 145.8772 | INF | 0
j24 | t18 | 87 | 149.7377 | INF | 0
j24 | t19 | 87 | 149.0844 | INF | 0
j24 | t20 | 87 | 150.0021 | INF | 0
j24 | t21 | 87 | 143.7818 | INF | 0
j24 | t22 | 87 | 148.6385 | INF | 0
j24 | t23 | 87 | 146.1553 | INF | 0
j24 | t24 | 87 | 147.0089 | INF | 0
j26 | t1 | 87 | 135.8894 | INF | 0
j26 | t2 | 87 | 131.3547 | INF | 0
j26 | t3 | 87 | 127.2677 | INF | 0
j26 | t4 | 87 | 131.0846 | INF | 0
j26 | t5 | 87 | 121.0934 | INF | 0
j26 | t6 | 87 | 127.7901 | INF | 0
j26 | t7 | 87 | 121.0631 | INF | 0
j26 | t8 | 87 | 135.9418 | INF | 0
j26 | t9 | 87 | 140.4257 | INF | 0
j26 | t10 | 87 | 135.5549 | INF | 0
j26 | t11 | 87 | 135.3405 | INF | 0
j26 | t12 | 87 | 138.8438 | INF | 0
j26 | t13 | 87 | 135.7994 | INF | 0
j26 | t14 | 87 | 140.4238 | INF | 0
j26 | t15 | 87 | 140.1029 | INF | 0
j26 | t16 | 87 | 133.7238 | INF | 0
j26 | t17 | 87 | 135.1243 | INF | 0
j26 | t18 | 87 | 149.7327 | INF | 0
j26 | t19 | 87 | 149.0794 | INF | 0
j26 | t20 | 87 | 150.002 | INF | 0
j26 | t21 | 87 | 130.4069 | INF | 0
j26 | t22 | 87 | 148.6289 | INF | 0
j26 | t23 | 87 | 139.3636 | INF | 0
j26 | t24 | 87 | 147.0036 | INF | 0
j27 | t1 | 88 | 135.5147 | INF | 0
j27 | t2 | 88 | 130.3639 | INF | 0
j27 | t3 | 88 | 122.7167 | INF | 0
j27 | t4 | 88 | 131.0511 | INF | 0
j27 | t5 | 88 | 121.0933 | INF | 0
j27 | t6 | 88 | 122.6363 | INF | 0
j27 | t7 | 88 | 121.0631 | INF | 0
j27 | t8 | 88 | 133.7409 | INF | 0
j27 | t9 | 88 | 138.0526 | INF | 0
j27 | t10 | 88 | 135.5549 | INF | 0
j27 | t11 | 88 | 135.3405 | INF | 0
j27 | t12 | 88 | 136.0309 | INF | 0
j27 | t13 | 88 | 135.7994 | INF | 0
j27 | t14 | 88 | 138.015 | INF | 0
j27 | t15 | 88 | 137.75 | INF | 0
j27 | t16 | 88 | 133.7238 | INF | 0
j27 | t17 | 88 | 135.1011 | INF | 0
j27 | t18 | 88 | 149.7309 | INF | 0
j27 | t19 | 88 | 149.0775 | INF | 0
j27 | t20 | 88 | 150.002 | INF | 0
j27 | t21 | 88 | 130.1941 | INF | 0
j27 | t22 | 88 | 148.6265 | INF | 0
j27 | t23 | 88 | 136.8373 | INF | 0
j27 | t24 | 88 | 147.0031 | INF | 0
j30 | t1 | 48 | 133.378 | INF | 0
j30 | t2 | 48 | 128.1946 | INF | 0
j30 | t3 | 48 | 127.1705 | INF | 0
j30 | t4 | 48 | 120.3402 | INF | 0
j30 | t5 | 48 | 101.1469 | INF | 0
j30 | t6 | 48 | 127.7899 | INF | 0
j30 | t7 | 48 | 102.267 | INF | 0
j30 | t8 | 48 | 135.9197 | INF | 0
j30 | t9 | 48 | 140.4257 | INF | 0
j30 | t10 | 48 | 123.8529 | INF | 0
j30 | t11 | 48 | 123.7458 | INF | 0
j30 | t12 | 48 | 138.8438 | INF | 0
j30 | t13 | 48 | 124.2295 | INF | 0
j30 | t14 | 48 | 140.4238 | INF | 0
j30 | t15 | 48 | 140.1029 | INF | 0
j30 | t16 | 48 | 120.6479 | INF | 0
j30 | t17 | 48 | 124.2246 | INF | 0
j30 | t18 | 48 | 149.7327 | INF | 0
j30 | t19 | 48 | 149.0794 | INF | 0
j30 | t20 | 48 | 150.0018 | INF | 0
j30 | t21 | 48 | 120.3465 | INF | 0
j30 | t22 | 48 | 148.6268 | INF | 0
j30 | t23 | 48 | 139.3608 | INF | 0
j30 | t24 | 48 | 146.9998 | INF | 0
j2 | t1 | 74 | 133.0627 | INF | 0
j2 | t2 | 74 | 142.5288 | INF | 0
j2 | t3 | 74 | 140.9547 | INF | 0
j2 | t4 | 74 | 140.9948 | INF | 0
j2 | t5 | 74 | 139.5411 | INF | 0
j2 | t6 | 74 | 142.8353 | INF | 0
j2 | t7 | 74 | 136.6207 | INF | 0
j2 | t8 | 74 | 137.9965 | INF | 0
j2 | t9 | 74 | 149.656 | INF | 0
j2 | t10 | 74 | 149.9283 | INF | 0
j2 | t11 | 74 | 149.0414 | INF | 0
j2 | t12 | 74 | 148.774 | INF | 0
j2 | t13 | 74 | 151.4999 | INF | 0
j2 | t14 | 74 | 151.0927 | INF | 0
j2 | t15 | 74 | 150.5557 | INF | 0
j2 | t16 | 74 | 150.5044 | INF | 0
j2 | t17 | 74 | 150.9429 | INF | 0
j2 | t18 | 74 | 149.2195 | INF | 0
j2 | t19 | 74 | 147.2913 | INF | 0
j2 | t20 | 74 | 150.8433 | INF | 0
j2 | t21 | 74 | 148.6829 | INF | 0
j2 | t22 | 74 | 146.3431 | INF | 0
j2 | t23 | 74 | 149.6935 | INF | 0
j2 | t24 | 74 | 148.0111 | INF | 0
j3 | t1 | 75 | 100.1254 | INF | 0
j3 | t2 | 75 | 138.3975 | INF | 0
j3 | t3 | 75 | 140.9545 | INF | 0
j3 | t4 | 75 | 140.9947 | INF | 0
j3 | t5 | 75 | 135.6601 | INF | 0
j3 | t6 | 75 | 138.7774 | INF | 0
j3 | t7 | 75 | 101.3772 | INF | 0
j3 | t8 | 75 | 105.2484 | INF | 0
j3 | t9 | 75 | 146.7974 | INF | 0
j3 | t10 | 75 | 145.803 | INF | 0
j3 | t11 | 75 | 149.0414 | INF | 0
j3 | t12 | 75 | 146.0173 | INF | 0
j3 | t13 | 75 | 151.4999 | INF | 0
j3 | t14 | 75 | 151.0927 | INF | 0
j3 | t15 | 75 | 150.5557 | INF | 0
j3 | t16 | 75 | 150.5044 | INF | 0
j3 | t17 | 75 | 150.9428 | INF | 0
j3 | t18 | 75 | 149.2195 | INF | 0
j3 | t19 | 75 | 147.2908 | INF | 0
j3 | t20 | 75 | 150.8433 | INF | 0
j3 | t21 | 75 | 148.6829 | INF | 0
j3 | t22 | 75 | 142.7276 | INF | 0
j3 | t23 | 75 | 149.6935 | INF | 0
j3 | t24 | 75 | 148.0061 | INF | 0
j6 | t1 | 56 | 112.6633 | INF | 0
j6 | t2 | 56 | 129.4889 | INF | 0
j6 | t3 | 56 | 118.007 | INF | 0
j6 | t4 | 56 | 117.6842 | INF | 0
j6 | t5 | 56 | 122.988 | INF | 0
j6 | t6 | 56 | 130.0034 | INF | 0
j6 | t7 | 56 | 124.8264 | INF | 0
j6 | t8 | 56 | 126.7843 | INF | 0
j6 | t9 | 56 | 147.8535 | INF | 0
j6 | t10 | 56 | 148.8478 | INF | 0
j6 | t11 | 56 | 144.2091 | INF | 0
j6 | t12 | 56 | 145.2976 | INF | 0
j6 | t13 | 56 | 151.4999 | INF | 0
j6 | t14 | 56 | 151.0084 | INF | 0
j6 | t15 | 56 | 150.4649 | INF | 0
j6 | t16 | 56 | 150.5044 | INF | 0
j6 | t17 | 56 | 149.8455 | INF | 0
j6 | t18 | 56 | 142.9881 | INF | 0
j6 | t19 | 56 | 135.8753 | INF | 0
j6 | t20 | 56 | 150.8433 | INF | 0
j6 | t21 | 56 | 145.8854 | INF | 0
j6 | t22 | 56 | 139.6699 | INF | 0
j6 | t23 | 56 | 145.896 | INF | 0
j6 | t24 | 56 | 148.0111 | INF | 0
j7 | t1 | 64 | 99.8527 | INF | 0
j7 | t2 | 64 | 125.745 | INF | 0
j7 | t3 | 64 | 102.6064 | INF | 0
j7 | t4 | 64 | 102.8287 | INF | 0
j7 | t5 | 64 | 105.5641 | INF | 0
j7 | t6 | 64 | 126.3463 | INF | 0
j7 | t7 | 64 | 120.9258 | INF | 0
j7 | t8 | 64 | 123.468 | INF | 0
j7 | t9 | 64 | 147.8535 | INF | 0
j7 | t10 | 64 | 148.8471 | INF | 0
j7 | t11 | 64 | 136.6209 | INF | 0
j7 | t12 | 64 | 139.8386 | INF | 0
j7 | t13 | 64 | 151.4999 | INF | 0
j7 | t14 | 64 | 150.876 | INF | 0
j7 | t15 | 64 | 150.3222 | INF | 0
j7 | t16 | 64 | 150.5044 | INF | 0
j7 | t17 | 64 | 149.8455 | INF | 0
j7 | t18 | 64 | 142.9874 | INF | 0
j7 | t19 | 64 | 131.6838 | INF | 0
j7 | t20 | 64 | 150.8433 | INF | 0
j7 | t21 | 64 | 145.8854 | INF | 0
j7 | t22 | 64 | 129.9997 | INF | 0
j7 | t23 | 64 | 145.896 | INF | 0
j7 | t24 | 64 | 148.0111 | INF | 0
j10 | t1 | 73 | 101.1991 | INF | 0
j10 | t2 | 73 | 111.8562 | INF | 0
j10 | t3 | 73 | 106.565 | INF | 0
j10 | t4 | 73 | 104.9397 | INF | 0
j10 | t5 | 73 | 120.6194 | INF | 0
j10 | t6 | 73 | 112.5534 | INF | 0
j10 | t7 | 73 | 110.5269 | INF | 0
j10 | t8 | 73 | 111.92 | INF | 0
j10 | t9 | 73 | 140.7259 | INF | 0
j10 | t10 | 73 | 144.6356 | INF | 0
j10 | t11 | 73 | 144.2091 | INF | 0
j10 | t12 | 73 | 145.2976 | INF | 0
j10 | t13 | 73 | 151.4999 | INF | 0
j10 | t14 | 73 | 151.0084 | INF | 0
j10 | t15 | 73 | 150.4649 | INF | 0
j10 | t16 | 73 | 150.5044 | INF | 0
j10 | t17 | 73 | 145.5205 | INF | 0
j10 | t18 | 73 | 118.3193 | INF | 0
j10 | t19 | 73 | 123.2375 | INF | 0
j10 | t20 | 73 | 150.8433 | INF | 0
j10 | t21 | 73 | 134.7974 | INF | 0
j10 | t22 | 73 | 139.602 | INF | 0
j10 | t23 | 73 | 130.824 | INF | 0
j10 | t24 | 73 | 148.0111 | INF | 0

## Charge_r
TOC
Charge_r | (equation) | Niveau de charge au rÃ©servoir (r) Ã (t)
n | t | Lowerbound | Value | Upperbound | Marginal
r12 | t1 | 91 | 105.6736 | INF | 0
r12 | t2 | 91 | 91 | INF | 0.00014102
r12 | t3 | 91 | 137.6594 | INF | 0
r12 | t4 | 91 | 138.4064 | INF | 0
r12 | t5 | 91 | 91 | INF | 3.8401e-05
r12 | t6 | 91 | 136.4959 | INF | 0
r12 | t7 | 91 | 91 | INF | 0.0002679
r12 | t8 | 91 | 132.6963 | INF | 0
r12 | t9 | 91 | 138.3218 | INF | 0
r12 | t10 | 91 | 138.1021 | INF | 0
r12 | t11 | 91 | 138.1134 | INF | 0
r12 | t12 | 91 | 139.1032 | INF | 0
r12 | t13 | 91 | 139.4207 | INF | 0
r12 | t14 | 91 | 140.6524 | INF | 0
r12 | t15 | 91 | 140.7207 | INF | 0
r12 | t16 | 91 | 140.54 | INF | 0
r12 | t17 | 91 | 141.7508 | INF | 0
r12 | t18 | 91 | 144.1929 | INF | 0
r12 | t19 | 91 | 144.0237 | INF | 0
r12 | t20 | 91 | 144.9798 | INF | 0
r12 | t21 | 91 | 141.5888 | INF | 0
r12 | t22 | 91 | 144.8634 | INF | 0
r12 | t23 | 91 | 144.7588 | INF | 0
r12 | t24 | 91 | 144.4726 | INF | 0
r13 | t1 | 116 | 139.538 | INF | 0
r13 | t2 | 116 | 139.2772 | INF | 0
r13 | t3 | 116 | 116.1011 | INF | 0
r13 | t4 | 116 | 139.0492 | INF | 0
r13 | t5 | 116 | 136.4075 | INF | 0
r13 | t6 | 116 | 132.2723 | INF | 0
r13 | t7 | 116 | 135.5694 | INF | 0
r13 | t8 | 116 | 139.2637 | INF | 0
r13 | t9 | 116 | 143.7301 | INF | 0
r13 | t10 | 116 | 143.1239 | INF | 0
r13 | t11 | 116 | 142.9263 | INF | 0
r13 | t12 | 116 | 143.7713 | INF | 0
r13 | t13 | 116 | 143.2929 | INF | 0
r13 | t14 | 116 | 124.7327 | INF | 0
r13 | t15 | 116 | 116.1021 | INF | 0
r13 | t16 | 116 | 142.2276 | INF | 0
r13 | t17 | 116 | 142.9471 | INF | 0
r13 | t18 | 116 | 145.7332 | INF | 0
r13 | t19 | 116 | 144.7046 | INF | 0
r13 | t20 | 116 | 146.9019 | INF | 0
r13 | t21 | 116 | 141.5146 | INF | 0
r13 | t22 | 116 | 145.806 | INF | 0
r13 | t23 | 116 | 143.3162 | INF | 0
r13 | t24 | 116 | 142.7568 | INF | 0
r132 | t1 | 100 | 135.6386 | INF | 0
r132 | t2 | 100 | 135.4753 | INF | 0
r132 | t3 | 100 | 131.8761 | INF | 0
r132 | t4 | 100 | 128.9921 | INF | 0
r132 | t5 | 100 | 131.0491 | INF | 0
r132 | t6 | 100 | 126.6719 | INF | 0
r132 | t7 | 100 | 131.3393 | INF | 0
r132 | t8 | 100 | 128.6347 | INF | 0
r132 | t9 | 100 | 135.5696 | INF | 0
r132 | t10 | 100 | 135.8397 | INF | 0
r132 | t11 | 100 | 136.1289 | INF | 0
r132 | t12 | 100 | 137.0512 | INF | 0
r132 | t13 | 100 | 135.7732 | INF | 0
r132 | t14 | 100 | 137.9405 | INF | 0
r132 | t15 | 100 | 138.057 | INF | 0
r132 | t16 | 100 | 138.093 | INF | 0
r132 | t17 | 100 | 138.8143 | INF | 0
r132 | t18 | 100 | 135.9554 | INF | 0
r132 | t19 | 100 | 126.4856 | INF | 0
r132 | t20 | 100 | 140.6361 | INF | 0
r132 | t21 | 100 | 137.376 | INF | 0
r132 | t22 | 100 | 140.1586 | INF | 0
r132 | t23 | 100 | 136.1071 | INF | 0
r132 | t24 | 100 | 136.9039 | INF | 0
r133 | t1 | 81 | 131.1338 | INF | 0
r133 | t2 | 81 | 131.0401 | INF | 0
r133 | t3 | 81 | 131.3741 | INF | 0
r133 | t4 | 81 | 131.3378 | INF | 0
r133 | t5 | 81 | 131.4161 | INF | 0
r133 | t6 | 81 | 131.5211 | INF | 0
r133 | t7 | 81 | 131.3104 | INF | 0
r133 | t8 | 81 | 130.7456 | INF | 0
r133 | t9 | 81 | 128.8093 | INF | 0
r133 | t10 | 81 | 127.4052 | INF | 0
r133 | t11 | 81 | 127.876 | INF | 0
r133 | t12 | 81 | 128.6614 | INF | 0
r133 | t13 | 81 | 130.2163 | INF | 0
r133 | t14 | 81 | 130.3002 | INF | 0
r133 | t15 | 81 | 130.5719 | INF | 0
r133 | t16 | 81 | 130.4613 | INF | 0
r133 | t17 | 81 | 130.1042 | INF | 0
r133 | t18 | 81 | 129.5825 | INF | 0
r133 | t19 | 81 | 132.6583 | INF | 0
r133 | t20 | 81 | 128.3637 | INF | 0
r133 | t21 | 81 | 129.8991 | INF | 0
r133 | t22 | 81 | 128.689 | INF | 0
r133 | t23 | 81 | 131.0355 | INF | 0
r133 | t24 | 81 | 130.6628 | INF | 0
r134 | t1 | 131 | 131 | INF | 0.10453
r134 | t2 | 131 | 131 | INF | 0.097001
r134 | t3 | 131 | 131 | INF | 0.046735
r134 | t4 | 131 | 131 | INF | 0.042359
r134 | t5 | 131 | 131 | INF | 0.056866
r134 | t6 | 131 | 131 | INF | 0.043248
r134 | t7 | 131 | 131 | INF | 0.046646
r134 | t8 | 131 | 131 | INF | 0.025228
r134 | t9 | 131 | 131 | INF | 0.015857
r134 | t10 | 131 | 131 | INF | 0.016557
r134 | t11 | 131 | 131 | INF | 0.016881
r134 | t12 | 131 | 131 | INF | 0.016506
r134 | t13 | 131 | 131 | INF | 0.017155
r134 | t14 | 131 | 131 | INF | 0.016207
r134 | t15 | 131 | 131 | INF | 0.016614
r134 | t16 | 131 | 131 | INF | 0.014692
r134 | t17 | 131 | 131 | INF | 0.014363
r134 | t18 | 131 | 131 | INF | 0.013186
r134 | t19 | 131 | 131 | INF | 0.012642
r134 | t20 | 131 | 131 | INF | 0.012674
r134 | t21 | 131 | 131 | INF | 0.015661
r134 | t22 | 131 | 131 | INF | 0.014936
r134 | t23 | 131 | 131 | INF | 0.015065
r134 | t24 | 131 | 131 | INF | 0.008789
r14 | t1 | 97 | 139.9531 | INF | 0
r14 | t2 | 97 | 139.9551 | INF | 0
r14 | t3 | 97 | 139.2538 | INF | 0
r14 | t4 | 97 | 140.2161 | INF | 0
r14 | t5 | 97 | 136.6664 | INF | 0
r14 | t6 | 97 | 139.6517 | INF | 0
r14 | t7 | 97 | 132.388 | INF | 0
r14 | t8 | 97 | 138.6663 | INF | 0
r14 | t9 | 97 | 143.2194 | INF | 0
r14 | t10 | 97 | 142.354 | INF | 0
r14 | t11 | 97 | 142.4577 | INF | 0
r14 | t12 | 97 | 143.6769 | INF | 0
r14 | t13 | 97 | 143.2858 | INF | 0
r14 | t14 | 97 | 144.3472 | INF | 0
r14 | t15 | 97 | 143.9615 | INF | 0
r14 | t16 | 97 | 142.8632 | INF | 0
r14 | t17 | 97 | 143.633 | INF | 0
r14 | t18 | 97 | 147.5449 | INF | 0
r14 | t19 | 97 | 146.9687 | INF | 0
r14 | t20 | 97 | 147.8864 | INF | 0
r14 | t21 | 97 | 141.7819 | INF | 0
r14 | t22 | 97 | 146.7353 | INF | 0
r14 | t23 | 97 | 144.2525 | INF | 0
r14 | t24 | 97 | 145.2089 | INF | 0
r15 | t1 | 61 | 130.9592 | INF | 0
r15 | t2 | 61 | 120.6008 | INF | 0
r15 | t3 | 61 | 124.1688 | INF | 0
r15 | t4 | 61 | 117.3963 | INF | 0
r15 | t5 | 61 | 79.6061 | INF | 0
r15 | t6 | 61 | 122.8472 | INF | 0
r15 | t7 | 61 | 61 | INF | 3.7282e-05
r15 | t8 | 61 | 128.158 | INF | 0
r15 | t9 | 61 | 132.7343 | INF | 0
r15 | t10 | 61 | 116.3136 | INF | 0
r15 | t11 | 61 | 116.6119 | INF | 0
r15 | t12 | 61 | 132.26 | INF | 0
r15 | t13 | 61 | 118.2211 | INF | 0
r15 | t14 | 61 | 134.9127 | INF | 0
r15 | t15 | 61 | 135.0247 | INF | 0
r15 | t16 | 61 | 115.3334 | INF | 0
r15 | t17 | 61 | 119.5781 | INF | 0
r15 | t18 | 61 | 145.4023 | INF | 0
r15 | t19 | 61 | 145.0181 | INF | 0
r15 | t20 | 61 | 146.2097 | INF | 0
r15 | t21 | 61 | 116.9171 | INF | 0
r15 | t22 | 61 | 145.7356 | INF | 0
r15 | t23 | 61 | 136.8929 | INF | 0
r15 | t24 | 61 | 144.797 | INF | 0
r151 | t1 | 91 | 125.6131 | INF | 0
r151 | t2 | 91 | 124.0028 | INF | 0
r151 | t3 | 91 | 122.8783 | INF | 0
r151 | t4 | 91 | 91 | INF | 0
r151 | t5 | 91 | 91 | INF | 0
r151 | t6 | 91 | 122.4598 | INF | 0
r151 | t7 | 91 | 96.9872 | INF | 0
r151 | t8 | 91 | 130.6739 | INF | 0
r151 | t9 | 91 | 135.3083 | INF | 0
r151 | t10 | 91 | 91.4088 | INF | 0
r151 | t11 | 91 | 91.0317 | INF | 0
r151 | t12 | 91 | 133.0717 | INF | 0
r151 | t13 | 91 | 91.9321 | INF | 0
r151 | t14 | 91 | 134.9022 | INF | 0
r151 | t15 | 91 | 135.0081 | INF | 0
r151 | t16 | 91 | 91.2722 | INF | 0
r151 | t17 | 91 | 93.2853 | INF | 0
r151 | t18 | 91 | 143.7971 | INF | 0
r151 | t19 | 91 | 143.4351 | INF | 0
r151 | t20 | 91 | 144.7035 | INF | 0
r151 | t21 | 91 | 91.8917 | INF | 0
r151 | t22 | 91 | 143.6478 | INF | 0
r151 | t23 | 91 | 134.8918 | INF | 0
r151 | t24 | 91 | 142.8984 | INF | 0
r16 | t1 | 106 | 132.7132 | INF | 0
r16 | t2 | 106 | 127.5626 | INF | 0
r16 | t3 | 106 | 117.8538 | INF | 0
r16 | t4 | 106 | 126.3618 | INF | 0
r16 | t5 | 106 | 116.454 | INF | 0
r16 | t6 | 106 | 115.2865 | INF | 0
r16 | t7 | 106 | 113.8301 | INF | 0
r16 | t8 | 106 | 126.5579 | INF | 0
r16 | t9 | 106 | 130.9239 | INF | 0
r16 | t10 | 106 | 128.6554 | INF | 0
r16 | t11 | 106 | 128.691 | INF | 0
r16 | t12 | 106 | 129.2201 | INF | 0
r16 | t13 | 106 | 129.3244 | INF | 0
r16 | t14 | 106 | 131.8732 | INF | 0
r16 | t15 | 106 | 131.9626 | INF | 0
r16 | t16 | 106 | 128.3113 | INF | 0
r16 | t17 | 106 | 130.0136 | INF | 0
r16 | t18 | 106 | 144.9434 | INF | 0
r16 | t19 | 106 | 144.6193 | INF | 0
r16 | t20 | 106 | 145.852 | INF | 0
r16 | t21 | 106 | 126.3734 | INF | 0
r16 | t22 | 106 | 145.1557 | INF | 0
r16 | t23 | 106 | 133.6915 | INF | 0
r16 | t24 | 106 | 144.2031 | INF | 0
r161 | t1 | 93 | 127.6467 | INF | 0
r161 | t2 | 93 | 113.9867 | INF | 0
r161 | t3 | 93 | 93 | INF | 0
r161 | t4 | 93 | 125.2218 | INF | 0
r161 | t5 | 93 | 115.9572 | INF | 0
r161 | t6 | 93 | 93.0111 | INF | 0
r161 | t7 | 93 | 115.1558 | INF | 0
r161 | t8 | 93 | 93 | INF | 0.00025821
r161 | t9 | 93 | 93.1507 | INF | 0
r161 | t10 | 93 | 127.2288 | INF | 0
r161 | t11 | 93 | 127.6078 | INF | 0
r161 | t12 | 93 | 93.1052 | INF | 0
r161 | t13 | 93 | 128.2736 | INF | 0
r161 | t14 | 93 | 93.0556 | INF | 0
r161 | t15 | 93 | 93.0267 | INF | 0
r161 | t16 | 93 | 125.5051 | INF | 0
r161 | t17 | 93 | 127.1777 | INF | 0
r161 | t18 | 93 | 142.7502 | INF | 0
r161 | t19 | 93 | 142.6291 | INF | 0
r161 | t20 | 93 | 144.2054 | INF | 0
r161 | t21 | 93 | 121.742 | INF | 0
r161 | t22 | 93 | 144.2007 | INF | 0
r161 | t23 | 93 | 93.2692 | INF | 0
r161 | t24 | 93 | 142.5984 | INF | 0
r17 | t1 | 92 | 92 | INF | 0.0021131
r17 | t2 | 92 | 132.4891 | INF | 0
r17 | t3 | 92 | 135.211 | INF | 0
r17 | t4 | 92 | 135.4345 | INF | 0
r17 | t5 | 92 | 130.2862 | INF | 0
r17 | t6 | 92 | 133.6332 | INF | 0
r17 | t7 | 92 | 92 | INF | 0.0040321
r17 | t8 | 92 | 92 | INF | 0.0043013
r17 | t9 | 92 | 135.6068 | INF | 0
r17 | t10 | 92 | 134.8625 | INF | 0
r17 | t11 | 92 | 138.7545 | INF | 0
r17 | t12 | 92 | 136.4348 | INF | 0
r17 | t13 | 92 | 142.7853 | INF | 0
r17 | t14 | 92 | 143.1542 | INF | 0
r17 | t15 | 92 | 143.3217 | INF | 0
r17 | t16 | 92 | 143.883 | INF | 0
r17 | t17 | 92 | 144.8421 | INF | 0
r17 | t18 | 92 | 143.5927 | INF | 0
r17 | t19 | 92 | 142.1184 | INF | 0
r17 | t20 | 92 | 146.1763 | INF | 0
r17 | t21 | 92 | 144.5672 | INF | 0
r17 | t22 | 92 | 137.9654 | INF | 0
r17 | t23 | 92 | 145.8407 | INF | 0
r17 | t24 | 92 | 144.7057 | INF | 0
r171 | t1 | 80 | 96.306 | INF | 0
r171 | t2 | 80 | 80.0998 | INF | 0
r171 | t3 | 80 | 137.6059 | INF | 0
r171 | t4 | 80 | 137.7305 | INF | 0
r171 | t5 | 80 | 80 | INF | 0.0012028
r171 | t6 | 80 | 80 | INF | 0.00083899
r171 | t7 | 80 | 80 | INF | 6.4148e-05
r171 | t8 | 80 | 100.0717 | INF | 0
r171 | t9 | 80 | 102.9859 | INF | 0
r171 | t10 | 80 | 84.4417 | INF | 0
r171 | t11 | 80 | 142.9455 | INF | 0
r171 | t12 | 80 | 102.9676 | INF | 0
r171 | t13 | 80 | 145.5325 | INF | 0
r171 | t14 | 80 | 145.5075 | INF | 0
r171 | t15 | 80 | 145.3308 | INF | 0
r171 | t16 | 80 | 145.4978 | INF | 0
r171 | t17 | 80 | 146.1953 | INF | 0
r171 | t18 | 80 | 144.811 | INF | 0
r171 | t19 | 80 | 143.1335 | INF | 0
r171 | t20 | 80 | 146.8752 | INF | 0
r171 | t21 | 80 | 145.0059 | INF | 0
r171 | t22 | 80 | 139.4309 | INF | 0
r171 | t23 | 80 | 146.6315 | INF | 0
r171 | t24 | 80 | 145.2061 | INF | 0
r18 | t1 | 86 | 86 | INF | 0.00015595
r18 | t2 | 86 | 107.9651 | INF | 0
r18 | t3 | 86 | 102.7789 | INF | 0
r18 | t4 | 86 | 96.9448 | INF | 0
r18 | t5 | 86 | 86 | INF | 0.0011797
r18 | t6 | 86 | 107.0125 | INF | 0
r18 | t7 | 86 | 105.0667 | INF | 0
r18 | t8 | 86 | 106.5759 | INF | 0
r18 | t9 | 86 | 135.5808 | INF | 0
r18 | t10 | 86 | 86.1 | INF | 0
r18 | t11 | 86 | 138.0105 | INF | 0
r18 | t12 | 86 | 139.6515 | INF | 0
r18 | t13 | 86 | 146.335 | INF | 0
r18 | t14 | 86 | 146.2712 | INF | 0
r18 | t15 | 86 | 146.102 | INF | 0
r18 | t16 | 86 | 146.5158 | INF | 0
r18 | t17 | 86 | 86 | INF | 0
r18 | t18 | 86 | 112.9817 | INF | 0
r18 | t19 | 86 | 118.2028 | INF | 0
r18 | t20 | 86 | 146.1413 | INF | 0
r18 | t21 | 86 | 130.5112 | INF | 0
r18 | t22 | 86 | 135.696 | INF | 0
r18 | t23 | 86 | 127.2566 | INF | 0
r18 | t24 | 86 | 144.711 | INF | 0
r181 | t1 | 91 | 91 | INF | 0.0062117
r181 | t2 | 91 | 91 | INF | 0.0040189
r181 | t3 | 91 | 91 | INF | 0.0043553
r181 | t4 | 91 | 91 | INF | 0.004428
r181 | t5 | 91 | 115.4598 | INF | 0
r181 | t6 | 91 | 91 | INF | 0.003263
r181 | t7 | 91 | 91 | INF | 0.0037337
r181 | t8 | 91 | 91 | INF | 0.0036689
r181 | t9 | 91 | 126.1627 | INF | 0
r181 | t10 | 91 | 136.5361 | INF | 0
r181 | t11 | 91 | 136.2148 | INF | 0
r181 | t12 | 91 | 137.3927 | INF | 0
r181 | t13 | 91 | 143.6859 | INF | 0
r181 | t14 | 91 | 143.5781 | INF | 0
r181 | t15 | 91 | 143.7144 | INF | 0
r181 | t16 | 91 | 144.8075 | INF | 0
r181 | t17 | 91 | 140.82 | INF | 0
r181 | t18 | 91 | 91 | INF | 0
r181 | t19 | 91 | 106.4371 | INF | 0
r181 | t20 | 91 | 145.976 | INF | 0
r181 | t21 | 91 | 119.7352 | INF | 0
r181 | t22 | 91 | 134.8466 | INF | 0
r181 | t23 | 91 | 112.0986 | INF | 0
r181 | t24 | 91 | 143.3111 | INF | 0
r19 | t1 | 75 | 75 | INF | 0.002818
r19 | t2 | 75 | 75 | INF | 0.0021169
r19 | t3 | 75 | 75 | INF | 0.0023332
r19 | t4 | 75 | 75 | INF | 0.0023223
r19 | t5 | 75 | 75 | INF | 0.0026156
r19 | t6 | 75 | 75 | INF | 0.0017084
r19 | t7 | 75 | 75 | INF | 0.0018741
r19 | t8 | 75 | 75 | INF | 0.0018283
r19 | t9 | 75 | 138.742 | INF | 0
r19 | t10 | 75 | 139.8665 | INF | 0
r19 | t11 | 75 | 116.772 | INF | 0
r19 | t12 | 75 | 131.3639 | INF | 0
r19 | t13 | 75 | 143.4767 | INF | 0
r19 | t14 | 75 | 141.7756 | INF | 0
r19 | t15 | 75 | 141.3679 | INF | 0
r19 | t16 | 75 | 143.4092 | INF | 0
r19 | t17 | 75 | 143.0637 | INF | 0
r19 | t18 | 75 | 136.5351 | INF | 0
r19 | t19 | 75 | 75.0622 | INF | 0
r19 | t20 | 75 | 144.2114 | INF | 0
r19 | t21 | 75 | 139.6265 | INF | 0
r19 | t22 | 75 | 75.011 | INF | 0
r19 | t23 | 75 | 139.7071 | INF | 0
r19 | t24 | 75 | 142.2111 | INF | 0
r191 | t1 | 87 | 87 | INF | 0.0018271
r191 | t2 | 87 | 120.9951 | INF | 0
r191 | t3 | 87 | 87.0128 | INF | 0
r191 | t4 | 87 | 87.0211 | INF | 0
r191 | t5 | 87 | 87 | INF | 0.0013882
r191 | t6 | 87 | 119.4124 | INF | 0
r191 | t7 | 87 | 113.8425 | INF | 0
r191 | t8 | 87 | 116.5737 | INF | 0
r191 | t9 | 87 | 141.1174 | INF | 0
r191 | t10 | 87 | 142.3911 | INF | 0
r191 | t11 | 87 | 125.1806 | INF | 0
r191 | t12 | 87 | 124.9842 | INF | 0
r191 | t13 | 87 | 144.9001 | INF | 0
r191 | t14 | 87 | 144.5673 | INF | 0
r191 | t15 | 87 | 144.2362 | INF | 0
r191 | t16 | 87 | 144.7589 | INF | 0
r191 | t17 | 87 | 144.355 | INF | 0
r191 | t18 | 87 | 137.558 | INF | 0
r191 | t19 | 87 | 126.3901 | INF | 0
r191 | t20 | 87 | 145.9052 | INF | 0
r191 | t21 | 87 | 141.3686 | INF | 0
r191 | t22 | 87 | 123.5918 | INF | 0
r191 | t23 | 87 | 141.6011 | INF | 0
r191 | t24 | 87 | 143.911 | INF | 0

## Charge_s
TOC
Charge_s | (equation) | Niveau de charge Ã la source Ã (t)
n | c | d | t | Lowerbound | Value | Upperbound | Marginal
s | small | p1 | t1 | -INF | 70 | 70 | 0
s | small | p1 | t2 | -INF | 70 | 70 | 0
s | small | p1 | t3 | -INF | 70 | 70 | -0.023891
s | small | p1 | t4 | -INF | 70 | 70 | -0.021868
s | small | p1 | t5 | -INF | 70 | 70 | -0.023346
s | small | p1 | t6 | -INF | 69.9902 | 70 | 0
s | small | p1 | t7 | -INF | 70 | 70 | 0
s | small | p1 | t8 | -INF | 70 | 70 | -0.01407
s | small | p1 | t9 | -INF | 70 | 70 | -0.015857
s | small | p1 | t10 | -INF | 70 | 70 | 0
s | small | p1 | t11 | -INF | 70 | 70 | -0.016881
s | small | p1 | t12 | -INF | 70 | 70 | -0.016506
s | small | p1 | t13 | -INF | 70 | 70 | -0.017155
s | small | p1 | t14 | -INF | 70 | 70 | -0.01122
s | small | p1 | t15 | -INF | 70 | 70 | -0.0082809
s | small | p1 | t16 | -INF | 70 | 70 | -0.0073458
s | small | p1 | t17 | -INF | 70 | 70 | 0
s | small | p1 | t18 | -INF | 69.779 | 70 | 0
s | small | p1 | t19 | -INF | 70 | 70 | 0
s | small | p1 | t20 | -INF | 70 | 70 | -0.0076416
s | small | p1 | t21 | -INF | 70 | 70 | -0.007886
s | small | p1 | t22 | -INF | 70 | 70 | -0.0074682
s | small | p1 | t23 | -INF | 69.9551 | 70 | 0
s | small | p1 | t24 | -INF | 70 | 70 | -0.0043945
s | small | p2 | t1 | -INF | 70 | 70 | -0.11766
s | small | p2 | t2 | -INF | 70 | 70 | -0.10328
s | small | p2 | t3 | -INF | 70 | 70 | -0.023891
s | small | p2 | t4 | -INF | 70 | 70 | -0.021868
s | small | p2 | t5 | -INF | 70 | 70 | -0.023346
s | small | p2 | t6 | -INF | 70 | 70 | -0.046715
s | small | p2 | t7 | -INF | 70 | 70 | -0.056655
s | small | p2 | t8 | -INF | 70 | 70 | -0.01407
s | small | p2 | t9 | -INF | 69.8412 | 70 | 0
s | small | p2 | t10 | -INF | 70 | 70 | -0.016557
s | small | p2 | t11 | -INF | 69.8409 | 70 | 0
s | small | p2 | t12 | -INF | 70 | 70 | 0
s | small | p2 | t13 | -INF | 69.7942 | 70 | 0
s | small | p2 | t14 | -INF | 70 | 70 | -0.0049259
s | small | p2 | t15 | -INF | 70 | 70 | -0.0082809
s | small | p2 | t16 | -INF | 70 | 70 | -0.0073458
s | small | p2 | t17 | -INF | 70 | 70 | -0.014363
s | small | p2 | t18 | -INF | 70 | 70 | -0.013186
s | small | p2 | t19 | -INF | 70 | 70 | -0.012642
s | small | p2 | t20 | -INF | 70 | 70 | -0.0050323
s | small | p2 | t21 | -INF | 70 | 70 | -0.0077746
s | small | p2 | t22 | -INF | 70 | 70 | -0.0074682
s | small | p2 | t23 | -INF | 70 | 70 | -0.015065
s | small | p2 | t24 | -INF | 70 | 70 | -0.0043945
s | large | p1 | t1 | -INF | 69.9993 | 70 | 0
s | large | p1 | t2 | -INF | 70 | 70 | 0
s | large | p1 | t3 | -INF | 70 | 70 | -0.0018605
s | large | p1 | t4 | -INF | 70 | 70 | -0.0017912
s | large | p1 | t5 | -INF | 43.8759 | 70 | 0
s | large | p1 | t6 | -INF | 43.9605 | 70 | 0
s | large | p1 | t7 | -INF | 69.9998 | 70 | 0
s | large | p1 | t8 | -INF | 70 | 70 | -0.0023818
s | large | p1 | t9 | -INF | 62.9219 | 70 | 0
s | large | p1 | t10 | -INF | 65.5675 | 70 | 0
s | large | p1 | t11 | -INF | 69.9789 | 70 | 0
s | large | p1 | t12 | -INF | 69.9802 | 70 | 0
s | large | p1 | t13 | -INF | 43.7662 | 70 | 0
s | large | p1 | t14 | -INF | 59.9721 | 70 | 0
s | large | p1 | t15 | -INF | 50.7024 | 70 | 0
s | large | p1 | t16 | -INF | 42.7368 | 70 | 0
s | large | p1 | t17 | -INF | 69.9802 | 70 | 0
s | large | p1 | t18 | -INF | 70 | 70 | 0
s | large | p1 | t19 | -INF | 70 | 70 | 0
s | large | p1 | t20 | -INF | 42.6298 | 70 | 0
s | large | p1 | t21 | -INF | 70 | 70 | 0
s | large | p1 | t22 | -INF | 70 | 70 | 0
s | large | p1 | t23 | -INF | 69.979 | 70 | 0
s | large | p1 | t24 | -INF | 39.7733 | 70 | 0
s | large | p2 | t1 | -INF | 69.9837 | 70 | 0
s | large | p2 | t2 | -INF | 67.5881 | 70 | 0
s | large | p2 | t3 | -INF | 44.019 | 70 | 0
s | large | p2 | t4 | -INF | 70 | 70 | -0.0017912
s | large | p2 | t5 | -INF | 70 | 70 | -0.0055326
s | large | p2 | t6 | -INF | 70 | 70 | -0.00068387
s | large | p2 | t7 | -INF | 69.9998 | 70 | 0
s | large | p2 | t8 | -INF | 70 | 70 | -0.0023818
s | large | p2 | t9 | -INF | 63.7748 | 70 | 0
s | large | p2 | t10 | -INF | 43.972 | 70 | 0
s | large | p2 | t11 | -INF | 66.6571 | 70 | 0
s | large | p2 | t12 | -INF | 69.9802 | 70 | 0
s | large | p2 | t13 | -INF | 44.168 | 70 | 0
s | large | p2 | t14 | -INF | 43.4362 | 70 | 0
s | large | p2 | t15 | -INF | 43.0997 | 70 | 0
s | large | p2 | t16 | -INF | 63.2304 | 70 | 0
s | large | p2 | t17 | -INF | 43.972 | 70 | 0
s | large | p2 | t18 | -INF | 45.3686 | 70 | 0
s | large | p2 | t19 | -INF | 44.7171 | 70 | 0
s | large | p2 | t20 | -INF | 42.6306 | 70 | 0
s | large | p2 | t21 | -INF | 44.4227 | 70 | 0
s | large | p2 | t22 | -INF | 42.6919 | 70 | 0
s | large | p2 | t23 | -INF | 61.1922 | 70 | 0
s | large | p2 | t24 | -INF | 39.7734 | 70 | 0
s | large | p3 | t1 | -INF | 69.9993 | 70 | 0
s | large | p3 | t2 | -INF | 70 | 70 | 0
s | large | p3 | t3 | -INF | 70 | 70 | -0.0018605
s | large | p3 | t4 | -INF | 43.7278 | 70 | 0
s | large | p3 | t5 | -INF | 70 | 70 | -0.0055326
s | large | p3 | t6 | -INF | 70 | 70 | -0.00068387
s | large | p3 | t7 | -INF | 69.9998 | 70 | 0
s | large | p3 | t8 | -INF | 70 | 70 | -0.0023818
s | large | p3 | t9 | -INF | 43.8132 | 70 | 0
s | large | p3 | t10 | -INF | 65.3576 | 70 | 0
s | large | p3 | t11 | -INF | 43.8129 | 70 | 0
s | large | p3 | t12 | -INF | 43.972 | 70 | 0
s | large | p3 | t13 | -INF | 43.7662 | 70 | 0
s | large | p3 | t14 | -INF | 43.4362 | 70 | 0
s | large | p3 | t15 | -INF | 43.0997 | 70 | 0
s | large | p3 | t16 | -INF | 42.7368 | 70 | 0
s | large | p3 | t17 | -INF | 43.972 | 70 | 0
s | large | p3 | t18 | -INF | 44.1599 | 70 | 0
s | large | p3 | t19 | -INF | 44.7194 | 70 | 0
s | large | p3 | t20 | -INF | 42.6298 | 70 | 0
s | large | p3 | t21 | -INF | 43.2184 | 70 | 0
s | large | p3 | t22 | -INF | 43.285 | 70 | 0
s | large | p3 | t23 | -INF | 43.9277 | 70 | 0
s | large | p3 | t24 | -INF | 39.7733 | 70 | 0
s | large | p4 | t1 | -INF | 62.2662 | 70 | 0
s | large | p4 | t2 | -INF | 44.9413 | 70 | 0
s | large | p4 | t3 | -INF | 70 | 70 | -0.0018605
s | large | p4 | t4 | -INF | 70 | 70 | -0.0017912
s | large | p4 | t5 | -INF | 70 | 70 | -0.0055326
s | large | p4 | t6 | -INF | 70 | 70 | -0.00068387
s | large | p4 | t7 | -INF | 63.4826 | 70 | 0
s | large | p4 | t8 | -INF | 43.1606 | 70 | 0
s | large | p4 | t9 | -INF | 43.8132 | 70 | 0
s | large | p4 | t10 | -INF | 43.9767 | 70 | 0
s | large | p4 | t11 | -INF | 43.8129 | 70 | 0
s | large | p4 | t12 | -INF | 43.9759 | 70 | 0
s | large | p4 | t13 | -INF | 69.9803 | 70 | 0
s | large | p4 | t14 | -INF | 43.3404 | 70 | 0
s | large | p4 | t15 | -INF | 43.104 | 70 | 0
s | large | p4 | t16 | -INF | 42.7368 | 70 | 0
s | large | p4 | t17 | -INF | 51.9516 | 70 | 0
s | large | p4 | t18 | -INF | 44.1605 | 70 | 0
s | large | p4 | t19 | -INF | 54.3636 | 70 | 0
s | large | p4 | t20 | -INF | 42.6315 | 70 | 0
s | large | p4 | t21 | -INF | 43.2211 | 70 | 0
s | large | p4 | t22 | -INF | 43.7344 | 70 | 0
s | large | p4 | t23 | -INF | 43.9271 | 70 | 0
s | large | p4 | t24 | -INF | 39.7733 | 70 | 0

## d
TOC
d | (set) | pump number
dim1
p1
p2
p3
p4

## Debit_s
TOC
Debit_s | (equation) | Equilibre des dÃ©bits Ã la source Ã (t)
t | Lowerbound | Value | Upperbound | Marginal
t1 | 0 | -8.5265e-14 | 0 | -0.0074347
t2 | 0 | -9.2371e-14 | 0 | -0.0074347
t3 | 0 | -1.1369e-13 | 0 | -0.0078015
t4 | 0 | -2.2737e-13 | 0 | -0.007788
t5 | 0 | 0 | 0 | -0.0085404
t6 | 0 | 1.1369e-13 | 0 | -0.007569
t7 | 0 | -2.8422e-14 | 0 | -0.0074347
t8 | 0 | 3.1974e-14 | 0 | -0.0079099
t9 | 0 | -2.8422e-14 | 0 | -0.011623
t10 | 0 | 9.77e-15 | 0 | -0.011616
t11 | 0 | 0 | 0 | -0.011606
t12 | 0 | -1.8652e-14 | 0 | -0.011751
t13 | 0 | 0 | 0 | -0.011674
t14 | 0 | -1.7764e-15 | 0 | -0.011751
t15 | 0 | -2.1316e-14 | 0 | -0.011751
t16 | 0 | -2.8422e-14 | 0 | -0.011697
t17 | 0 | 0 | 0 | -0.011642
t18 | 0 | 0 | 0 | -0.011751
t19 | 0 | 2.8422e-14 | 0 | -0.011751
t20 | 0 | -1.7764e-15 | 0 | -0.011751
t21 | 0 | -7.1054e-15 | 0 | -0.011751
t22 | 0 | 6.3949e-14 | 0 | -0.011751
t23 | 0 | 2.3981e-14 | 0 | -0.011677
t24 | 0 | -2.1538e-13 | 0 | -0.011751

## degree
TOC
degree | (set) | polynomial degrees
dim1
0
1
2

## demand
TOC
demand | (parameter) | demand in water at each reservoir and each hour (m^3.h^-1)
r | t | Value
r12 | t1 | 9.67
r12 | t2 | 7
r12 | t3 | 4.33
r12 | t4 | 6
r12 | t5 | 6
r12 | t6 | 3.67
r12 | t7 | 2
r12 | t8 | 4
r12 | t9 | 3
r12 | t10 | 9.17
r12 | t11 | 13
r12 | t12 | 17
r12 | t13 | 21
r12 | t14 | 20.67
r12 | t15 | 20.17
r12 | t16 | 18
r12 | t17 | 15.83
r12 | t18 | 17.17
r12 | t19 | 13
r12 | t20 | 13.33
r12 | t21 | 19.5
r12 | t22 | 24.17
r12 | t23 | 22
r12 | t24 | 20
r13 | t1 | 0.83
r13 | t2 | 1.5
r13 | t3 | 1.17
r13 | t4 | 1.5
r13 | t5 | 1.83
r13 | t6 | 1.83
r13 | t7 | 1
r13 | t8 | 1
r13 | t10 | 3.5
r13 | t11 | 2
r13 | t12 | 3
r13 | t13 | 4
r13 | t14 | 3
r13 | t15 | 3
r13 | t16 | 3
r13 | t17 | 2
r13 | t18 | 3
r13 | t19 | 2
r13 | t20 | 2
r13 | t21 | 4
r13 | t22 | 3
r13 | t23 | 3
r13 | t24 | 3
r132 | t1 | 17.17
r132 | t2 | 19.5
r132 | t3 | 16.83
r132 | t4 | 7.67
r132 | t5 | 9
r132 | t6 | 9.67
r132 | t7 | 5.83
r132 | t8 | 11.67
r132 | t9 | 6.5
r132 | t10 | 17
r132 | t11 | 33.67
r132 | t12 | 41
r132 | t13 | 48
r132 | t14 | 37.5
r132 | t15 | 34.67
r132 | t16 | 35.83
r132 | t17 | 35
r132 | t18 | 36.33
r132 | t19 | 29.83
r132 | t20 | 31.5
r132 | t21 | 30.83
r132 | t22 | 37.17
r132 | t23 | 42.67
r132 | t24 | 35.33
r133 | t1 | 56.17
r133 | t2 | 59.33
r133 | t3 | 37.33
r133 | t4 | 31
r133 | t5 | 27
r133 | t6 | 26.33
r133 | t7 | 27
r133 | t8 | 26.5
r133 | t9 | 30.67
r133 | t10 | 45.67
r133 | t11 | 80.83
r133 | t12 | 113
r133 | t13 | 131.33
r133 | t14 | 116
r133 | t15 | 96.33
r133 | t16 | 75
r133 | t17 | 70
r133 | t18 | 65
r133 | t19 | 54
r133 | t20 | 52
r133 | t21 | 79
r133 | t22 | 120.17
r133 | t23 | 115
r133 | t24 | 78
r134 | t1 | 10.83
r134 | t2 | 6.83
r134 | t3 | 5
r134 | t4 | 4.17
r134 | t5 | 3
r134 | t6 | 5.5
r134 | t7 | 2
r134 | t8 | 1
r134 | t9 | 2
r134 | t10 | 6.83
r134 | t11 | 13
r134 | t12 | 19
r134 | t13 | 21
r134 | t14 | 16
r134 | t15 | 15
r134 | t16 | 13
r134 | t17 | 13
r134 | t18 | 6.5
r134 | t19 | 11.83
r134 | t20 | 8
r134 | t21 | 15
r134 | t22 | 20
r134 | t23 | 17
r134 | t24 | 10.67
r14 | t1 | 1.25
r14 | t10 | 4
r14 | t11 | 16
r14 | t12 | 14
r14 | t13 | 1
r14 | t14 | 5.25
r14 | t15 | 3.25
r14 | t16 | 5
r14 | t18 | 2
r14 | t19 | 3
r14 | t21 | 4.5
r14 | t22 | 4.25
r14 | t24 | 4
r15 | t1 | 19
r15 | t2 | 16
r15 | t3 | 8
r15 | t4 | 5
r15 | t5 | 4
r15 | t6 | 4.33
r15 | t7 | 6.33
r15 | t8 | 8.17
r15 | t9 | 6
r15 | t10 | 13
r15 | t11 | 34.67
r15 | t12 | 47
r15 | t13 | 49.17
r15 | t14 | 42.5
r15 | t15 | 37
r15 | t16 | 28.17
r15 | t17 | 31.33
r15 | t18 | 27
r15 | t19 | 23
r15 | t20 | 23
r15 | t21 | 31
r15 | t22 | 46
r15 | t23 | 36.17
r15 | t24 | 24
r151 | t1 | 47.67
r151 | t2 | 34.67
r151 | t3 | 15.33
r151 | t4 | 10.67
r151 | t5 | 10.83
r151 | t6 | 10
r151 | t7 | 10
r151 | t8 | 20.33
r151 | t9 | 18
r151 | t10 | 42.17
r151 | t11 | 96
r151 | t12 | 132
r151 | t13 | 140.5
r151 | t14 | 109
r151 | t15 | 85
r151 | t16 | 82
r151 | t17 | 73
r151 | t18 | 61
r151 | t19 | 58
r151 | t20 | 69
r151 | t21 | 111
r151 | t22 | 140
r151 | t23 | 103
r151 | t24 | 73.17
r16 | t1 | 13
r16 | t2 | 12
r16 | t3 | 10
r16 | t4 | 5
r16 | t5 | 2
r16 | t6 | 1
r16 | t7 | 2
r16 | t8 | 2
r16 | t9 | 2.17
r16 | t10 | 9.17
r16 | t11 | 10
r16 | t12 | 12
r16 | t13 | 13.33
r16 | t14 | 13.33
r16 | t15 | 14.17
r16 | t16 | 15
r16 | t17 | 13
r16 | t18 | 12
r16 | t19 | 13.17
r16 | t20 | 12.33
r16 | t21 | 13.17
r16 | t22 | 14
r16 | t23 | 13
r16 | t24 | 13.83
r161 | t1 | 47.33
r161 | t2 | 53
r161 | t3 | 51.83
r161 | t4 | 28
r161 | t5 | 25
r161 | t6 | 26.67
r161 | t7 | 21.67
r161 | t8 | 16.67
r161 | t9 | 4
r161 | t10 | 42.67
r161 | t11 | 60
r161 | t12 | 63
r161 | t13 | 110.83
r161 | t14 | 84.33
r161 | t15 | 93
r161 | t16 | 67
r161 | t17 | 73
r161 | t18 | 69
r161 | t19 | 56
r161 | t20 | 64
r161 | t21 | 89.5
r161 | t22 | 99
r161 | t23 | 95.83
r161 | t24 | 67
r17 | t1 | 25.17
r17 | t2 | 26.33
r17 | t3 | 10.83
r17 | t4 | 12
r17 | t5 | 12.17
r17 | t6 | 15
r17 | t7 | 13
r17 | t8 | 14
r17 | t9 | 5.67
r17 | t10 | 16.33
r17 | t11 | 42.67
r17 | t12 | 46
r17 | t13 | 56.67
r17 | t14 | 50.67
r17 | t15 | 46
r17 | t16 | 40
r17 | t17 | 34
r17 | t18 | 31
r17 | t19 | 30
r17 | t20 | 33
r17 | t21 | 36
r17 | t22 | 48.17
r17 | t23 | 45
r17 | t24 | 38
r171 | t1 | 10
r171 | t2 | 18.17
r171 | t3 | 13
r171 | t4 | 7.83
r171 | t5 | 4.67
r171 | t6 | 11
r171 | t7 | 6
r171 | t8 | 6
r171 | t9 | 7.5
r171 | t10 | 18
r171 | t11 | 39
r171 | t12 | 38
r171 | t13 | 40
r171 | t14 | 35
r171 | t15 | 33
r171 | t16 | 20
r171 | t17 | 23.83
r171 | t18 | 31
r171 | t19 | 23
r171 | t20 | 17.33
r171 | t21 | 26.67
r171 | t22 | 34.83
r171 | t23 | 21.5
r171 | t24 | 24
r18 | t1 | 8.33
r18 | t2 | 7.67
r18 | t3 | 5.83
r18 | t4 | 3
r18 | t5 | 3.33
r18 | t6 | 3
r18 | t7 | 4.5
r18 | t8 | 6.5
r18 | t9 | 11.17
r18 | t10 | 21.83
r18 | t11 | 26
r18 | t12 | 31
r18 | t13 | 27
r18 | t14 | 24
r18 | t15 | 21
r18 | t16 | 21
r18 | t17 | 16.83
r18 | t18 | 16.5
r18 | t19 | 17
r18 | t20 | 18.67
r18 | t21 | 23.33
r18 | t22 | 21.33
r18 | t23 | 19
r18 | t24 | 15
r181 | t1 | 125.67
r181 | t2 | 149.33
r181 | t3 | 128.67
r181 | t4 | 105.83
r181 | t5 | 93.33
r181 | t6 | 62.5
r181 | t7 | 41.5
r181 | t8 | 26.83
r181 | t9 | 23.33
r181 | t10 | 23.5
r181 | t11 | 21
r181 | t12 | 18
r181 | t13 | 18.33
r181 | t14 | 77.33
r181 | t15 | 137
r181 | t16 | 212.33
r181 | t17 | 200.83
r181 | t18 | 160.17
r181 | t19 | 131.17
r181 | t20 | 129
r181 | t21 | 117.67
r181 | t22 | 103.67
r181 | t23 | 96.17
r181 | t24 | 110.33
r19 | t1 | 60.5
r19 | t2 | 58.83
r19 | t3 | 51.83
r19 | t4 | 39.67
r19 | t5 | 31.33
r19 | t6 | 33
r19 | t7 | 24
r19 | t8 | 31.5
r19 | t9 | 43
r19 | t10 | 29
r19 | t11 | 89.5
r19 | t12 | 95.67
r19 | t13 | 94.83
r19 | t14 | 92.67
r19 | t15 | 83.5
r19 | t16 | 74.5
r19 | t17 | 65.83
r19 | t18 | 70.67
r19 | t19 | 65.5
r19 | t20 | 68.33
r19 | t21 | 78.33
r19 | t22 | 94.33
r19 | t23 | 90.5
r19 | t24 | 81.67
r191 | t1 | 13.75
r191 | t2 | 4.75
r191 | t3 | 25.75
r191 | t4 | 18
r191 | t5 | 15
r191 | t6 | 14
r191 | t8 | 28.25
r191 | t9 | 44
r191 | t10 | 78
r191 | t11 | 122
r191 | t12 | 102
r191 | t13 | 87
r191 | t14 | 81
r191 | t15 | 62
r191 | t16 | 94.75
r191 | t17 | 71
r191 | t18 | 17
r191 | t19 | 37.75
r191 | t20 | 99
r191 | t21 | 117.25
r191 | t22 | 92.75
r191 | t23 | 63
r191 | t24 | 54.25

## Elec_pompe
TOC
Elec_pompe | (equation) | Consommation Ã©lectrique de la pompe (k) Ã (t)
c | d | t | Lowerbound | Value | Upperbound | Marginal
small | p1 | t1 | 0 | 0 | INF | 0.02916
small | p1 | t2 | 0 | 0 | INF | 0.02916
small | p1 | t3 | 0 | 0 | INF | 0.02916
small | p1 | t4 | 0 | 0 | INF | 0.02916
small | p1 | t5 | 0 | 0 | INF | 0.02916
small | p1 | t6 | 0 | 0 | INF | 0.02916
small | p1 | t7 | 0 | 0 | INF | 0.02916
small | p1 | t8 | 0 | -7.1054e-15 | INF | 0.02916
small | p1 | t9 | 0 | 0 | INF | 0.04609
small | p1 | t10 | 0 | 0 | INF | 0.04609
small | p1 | t11 | 0 | 0 | INF | 0.04609
small | p1 | t12 | 0 | 0 | INF | 0.04609
small | p1 | t13 | 0 | 0 | INF | 0.04609
small | p1 | t14 | 0 | 0 | INF | 0.04609
small | p1 | t15 | 0 | 0 | INF | 0.04609
small | p1 | t16 | 0 | -7.1054e-15 | INF | 0.04609
small | p1 | t17 | 0 | 0 | INF | 0.04609
small | p1 | t18 | 0 | 0 | INF | 0.04609
small | p1 | t19 | 0 | 0 | INF | 0.04609
small | p1 | t20 | 0 | 0 | INF | 0.04609
small | p1 | t21 | 0 | 0 | INF | 0.04609
small | p1 | t22 | 0 | 0 | INF | 0.04609
small | p1 | t23 | 0 | 0 | INF | 0.04609
small | p1 | t24 | 0 | 0 | INF | 0.04609
small | p2 | t1 | 0 | 0 | INF | 0.02916
small | p2 | t2 | 0 | 0 | INF | 0.02916
small | p2 | t3 | 0 | 0 | INF | 0.02916
small | p2 | t4 | 0 | 0 | INF | 0.02916
small | p2 | t5 | 0 | 0 | INF | 0.02916
small | p2 | t6 | 0 | 0 | INF | 0.02916
small | p2 | t7 | 0 | 0 | INF | 0.02916
small | p2 | t8 | 0 | -7.1054e-15 | INF | 0.02916
small | p2 | t9 | 0 | 0 | INF | 0.04609
small | p2 | t10 | 0 | 0 | INF | 0.04609
small | p2 | t11 | 0 | 0 | INF | 0.04609
small | p2 | t12 | 0 | 0 | INF | 0.04609
small | p2 | t13 | 0 | 0 | INF | 0.04609
small | p2 | t14 | 0 | 0 | INF | 0.04609
small | p2 | t15 | 0 | 0 | INF | 0.04609
small | p2 | t16 | 0 | 0 | INF | 0.04609
small | p2 | t17 | 0 | 0 | INF | 0.04609
small | p2 | t18 | 0 | 0 | INF | 0.04609
small | p2 | t19 | 0 | 0 | INF | 0.04609
small | p2 | t20 | 0 | 0 | INF | 0.04609
small | p2 | t21 | 0 | 0 | INF | 0.04609
small | p2 | t22 | 0 | 0 | INF | 0.04609
small | p2 | t23 | 0 | 0 | INF | 0.04609
small | p2 | t24 | 0 | 0 | INF | 0.04609
large | p1 | t1 | 0 | 0 | INF | 0.02916
large | p1 | t2 | 0 | -1.4211e-14 | INF | 0.02916
large | p1 | t3 | 0 | 0 | INF | 0.02916
large | p1 | t4 | 0 | -1.4211e-14 | INF | 0.02916
large | p1 | t5 | 0 | 0 | INF | 0.02916
large | p1 | t6 | 0 | 0 | INF | 0.02916
large | p1 | t7 | 0 | 0 | INF | 0.02916
large | p1 | t8 | 0 | 1.4211e-14 | INF | 0.02916
large | p1 | t9 | 0 | 0 | INF | 0.04609
large | p1 | t10 | 0 | 0 | INF | 0.04609
large | p1 | t11 | 0 | 1.4211e-14 | INF | 0.04609
large | p1 | t12 | 0 | 0 | INF | 0.04609
large | p1 | t13 | 0 | 0 | INF | 0.04609
large | p1 | t14 | 0 | 1.4211e-14 | INF | 0.04609
large | p1 | t15 | 0 | 1.4211e-14 | INF | 0.04609
large | p1 | t16 | 0 | 0 | INF | 0.04609
large | p1 | t17 | 0 | 0 | INF | 0.04609
large | p1 | t18 | 0 | 0 | INF | 0.04609
large | p1 | t19 | 0 | -1.4211e-14 | INF | 0.04609
large | p1 | t20 | 0 | 0 | INF | 0.04609
large | p1 | t21 | 0 | 0 | INF | 0.04609
large | p1 | t22 | 0 | 1.4211e-14 | INF | 0.04609
large | p1 | t23 | 0 | -1.4211e-14 | INF | 0.04609
large | p1 | t24 | 0 | 0 | INF | 0.04609
large | p2 | t1 | 0 | 1.4211e-14 | INF | 0.02916
large | p2 | t2 | 0 | 0 | INF | 0.02916
large | p2 | t3 | 0 | 0 | INF | 0.02916
large | p2 | t4 | 0 | -1.4211e-14 | INF | 0.02916
large | p2 | t5 | 0 | -1.4211e-14 | INF | 0.02916
large | p2 | t6 | 0 | 0 | INF | 0.02916
large | p2 | t7 | 0 | -1.4211e-14 | INF | 0.02916
large | p2 | t8 | 0 | 1.4211e-14 | INF | 0.02916
large | p2 | t9 | 0 | 1.4211e-14 | INF | 0.04609
large | p2 | t10 | 0 | 0 | INF | 0.04609
large | p2 | t11 | 0 | -1.4211e-14 | INF | 0.04609
large | p2 | t12 | 0 | 0 | INF | 0.04609
large | p2 | t13 | 0 | 0 | INF | 0.04609
large | p2 | t14 | 0 | 0 | INF | 0.04609
large | p2 | t15 | 0 | 0 | INF | 0.04609
large | p2 | t16 | 0 | 1.4211e-14 | INF | 0.04609
large | p2 | t17 | 0 | 0 | INF | 0.04609
large | p2 | t18 | 0 | 0 | INF | 0.04609
large | p2 | t19 | 0 | 0 | INF | 0.04609
large | p2 | t20 | 0 | 0 | INF | 0.04609
large | p2 | t21 | 0 | -1.4211e-14 | INF | 0.04609
large | p2 | t22 | 0 | 0 | INF | 0.04609
large | p2 | t23 | 0 | 1.4211e-14 | INF | 0.04609
large | p2 | t24 | 0 | 0 | INF | 0.04609
large | p3 | t1 | 0 | 0 | INF | 0.02916
large | p3 | t2 | 0 | -1.4211e-14 | INF | 0.02916
large | p3 | t3 | 0 | 0 | INF | 0.02916
large | p3 | t4 | 0 | 0 | INF | 0.02916
large | p3 | t5 | 0 | -1.4211e-14 | INF | 0.02916
large | p3 | t6 | 0 | 0 | INF | 0.02916
large | p3 | t7 | 0 | 0 | INF | 0.02916
large | p3 | t8 | 0 | 1.4211e-14 | INF | 0.02916
large | p3 | t9 | 0 | 0 | INF | 0.04609
large | p3 | t10 | 0 | 1.4211e-14 | INF | 0.04609
large | p3 | t11 | 0 | 0 | INF | 0.04609
large | p3 | t12 | 0 | 0 | INF | 0.04609
large | p3 | t13 | 0 | 0 | INF | 0.04609
large | p3 | t14 | 0 | 0 | INF | 0.04609
large | p3 | t15 | 0 | 0 | INF | 0.04609
large | p3 | t16 | 0 | 0 | INF | 0.04609
large | p3 | t17 | 0 | 0 | INF | 0.04609
large | p3 | t18 | 0 | 0 | INF | 0.04609
large | p3 | t19 | 0 | 0 | INF | 0.04609
large | p3 | t20 | 0 | 0 | INF | 0.04609
large | p3 | t21 | 0 | 0 | INF | 0.04609
large | p3 | t22 | 0 | 0 | INF | 0.04609
large | p3 | t23 | 0 | 0 | INF | 0.04609
large | p3 | t24 | 0 | 0 | INF | 0.04609
large | p4 | t1 | 0 | -1.4211e-14 | INF | 0.02916
large | p4 | t2 | 0 | 0 | INF | 0.02916
large | p4 | t3 | 0 | 0 | INF | 0.02916
large | p4 | t4 | 0 | -1.4211e-14 | INF | 0.02916
large | p4 | t5 | 0 | -1.4211e-14 | INF | 0.02916
large | p4 | t6 | 0 | 0 | INF | 0.02916
large | p4 | t7 | 0 | 0 | INF | 0.02916
large | p4 | t8 | 0 | 0 | INF | 0.02916
large | p4 | t9 | 0 | 0 | INF | 0.04609
large | p4 | t10 | 0 | 0 | INF | 0.04609
large | p4 | t11 | 0 | 0 | INF | 0.04609
large | p4 | t12 | 0 | 0 | INF | 0.04609
large | p4 | t13 | 0 | -1.4211e-14 | INF | 0.04609
large | p4 | t14 | 0 | 0 | INF | 0.04609
large | p4 | t15 | 0 | 0 | INF | 0.04609
large | p4 | t16 | 0 | 0 | INF | 0.04609
large | p4 | t17 | 0 | 0 | INF | 0.04609
large | p4 | t18 | 0 | 0 | INF | 0.04609
large | p4 | t19 | 0 | 0 | INF | 0.04609
large | p4 | t20 | 0 | 0 | INF | 0.04609
large | p4 | t21 | 0 | 0 | INF | 0.04609
large | p4 | t22 | 0 | 0 | INF | 0.04609
large | p4 | t23 | 0 | 0 | INF | 0.04609
large | p4 | t24 | 0 | 1.4211e-14 | INF | 0.04609

## gamma
TOC
gamma | (parameter) | linear fit of the electrical power (kW) on the flow (m^3.h^-1) for each class of pumps
c | degree | Value
small | 0 | 35.3817
small | 1 | 0.24236
large | 0 | 77.1244
large | 1 | 0.25496

## height
TOC
height | (parameter) | elevation at each node relative to s (m)
n | Value
s | 40
j39 | 68
j14 | 63
j16 | 87
j17 | 99
j19 | 110
j21 | 102
j24 | 87
j26 | 87
j27 | 88
j30 | 48
j2 | 74
j3 | 75
j6 | 56
j7 | 64
j10 | 73
r12 | 91
r13 | 116
r132 | 100
r133 | 81
r134 | 131
r14 | 97
r15 | 61
r151 | 91
r16 | 106
r161 | 93
r17 | 92
r171 | 80
r18 | 86
r181 | 91
r19 | 75
r191 | 87

## j
TOC
j | (set) | junctions
n
j39
j14
j16
j17
j19
j21
j24
j26
j27
j30
j2
j3
j6
j7
j10

## k
TOC
k | (set) | pumps
c | d
small | p1
small | p2
large | p1
large | p2
large | p3
large | p4

## l
TOC
l | (set) | pipes
n | n
s | j39
j39 | j14
j39 | j2
j14 | j16
j14 | r12
j16 | j17
j16 | j24
j17 | j19
j17 | r13
j19 | j21
j19 | r132
j21 | r133
j21 | r134
j24 | j26
j24 | r14
j26 | j27
j26 | j30
j27 | r16
j27 | r161
j30 | r15
j30 | r151
j2 | j3
j2 | j6
j3 | r17
j3 | r171
j6 | j7
j6 | j10
j7 | r19
j7 | r191
j10 | r18
j10 | r181

## n
TOC
n | (set) | nodes
dim1
s
j39
j14
j16
j17
j19
j21
j24
j26
j27
j30
j2
j3
j6
j7
j10
r12
r13
r132
r133
r134
r14
r15
r151
r16
r161
r17
r171
r18
r181
r19
r191

## night
TOC
night | (set) | night periods
t
t1
t2
t3
t4
t5
t6
t7
t8

## Noeud
TOC
Noeud | (equation) | Contrainte dÃ©bit noeud (n) Ã (t)
n | t | Lowerbound | Value | Upperbound | Marginal
j39 | t1 | 0 | 0 | 0 | -0.0088612
j39 | t2 | 0 | 5.6843e-14 | 0 | -0.008463
j39 | t3 | 0 | 0 | 0 | -0.0098138
j39 | t4 | 0 | 0 | 0 | -0.0098229
j39 | t5 | 0 | 0 | 0 | -0.0097169
j39 | t6 | 0 | 0 | 0 | -0.010238
j39 | t7 | 0 | 0 | 0 | -0.010032
j39 | t8 | 0 | 0 | 0 | -0.01007
j39 | t9 | 0 | 2.8422e-14 | 0 | -0.011713
j39 | t10 | 0 | -2.8422e-14 | 0 | -0.011713
j39 | t11 | 0 | 0 | 0 | -0.011713
j39 | t12 | 0 | 0 | 0 | -0.011713
j39 | t13 | 0 | 0 | 0 | -0.011739
j39 | t14 | 0 | 0 | 0 | -0.011713
j39 | t15 | 0 | 0 | 0 | -0.011713
j39 | t16 | 0 | 0 | 0 | -0.011752
j39 | t17 | 0 | 1.4211e-14 | 0 | -0.011713
j39 | t18 | 0 | 0 | 0 | -0.011817
j39 | t19 | 0 | -5.6843e-14 | 0 | -0.011831
j39 | t20 | 0 | 0 | 0 | -0.01177
j39 | t21 | 0 | 2.8422e-14 | 0 | -0.011766
j39 | t22 | 0 | 0 | 0 | -0.011836
j39 | t23 | 0 | -2.8422e-14 | 0 | -0.011766
j39 | t24 | 0 | 1.994e-13 | 0 | -0.011766
j14 | t1 | 0 | 0 | 0 | -0.010762
j14 | t2 | 0 | -1.4211e-14 | 0 | -0.010598
j14 | t3 | 0 | -1.1261e-14 | 0 | -0.010766
j14 | t4 | 0 | 2.6805e-14 | 0 | -0.010766
j14 | t5 | 0 | 4.2633e-14 | 0 | -0.011087
j14 | t6 | 0 | -9.1758e-15 | 0 | -0.01113
j14 | t7 | 0 | 4.2633e-14 | 0 | -0.011206
j14 | t8 | 0 | 3.5527e-15 | 0 | -0.011501
j14 | t9 | 0 | 0 | 0 | -0.011967
j14 | t10 | 0 | 0 | 0 | -0.01201
j14 | t11 | 0 | 0 | 0 | -0.012013
j14 | t12 | 0 | 0 | 0 | -0.011984
j14 | t13 | 0 | 2.7534e-14 | 0 | -0.011911
j14 | t14 | 0 | 0 | 0 | -0.011979
j14 | t15 | 0 | 0 | 0 | -0.011984
j14 | t16 | 0 | 0 | 0 | -0.012022
j14 | t17 | 0 | 0 | 0 | -0.011977
j14 | t18 | 0 | 0 | 0 | -0.011937
j14 | t19 | 0 | 0 | 0 | -0.011956
j14 | t20 | 0 | 0 | 0 | -0.012013
j14 | t21 | 0 | 0 | 0 | -0.012062
j14 | t22 | 0 | 0 | 0 | -0.011947
j14 | t23 | 0 | 0 | 0 | -0.012023
j14 | t24 | 0 | -2.2184e-14 | 0 | -0.011835
j16 | t1 | 0 | 0 | 0 | -0.012053
j16 | t2 | 0 | -2.8422e-14 | 0 | -0.012053
j16 | t3 | 0 | -2.8422e-14 | 0 | -0.011588
j16 | t4 | 0 | -2.8422e-14 | 0 | -0.011465
j16 | t5 | 0 | -5.6843e-14 | 0 | -0.012053
j16 | t6 | 0 | 0 | 0 | -0.0119
j16 | t7 | 0 | -5.6843e-14 | 0 | -0.012043
j16 | t8 | 0 | 0 | 0 | -0.011866
j16 | t9 | 0 | -2.8422e-14 | 0 | -0.012186
j16 | t10 | 0 | 2.8422e-14 | 0 | -0.012266
j16 | t11 | 0 | -2.8422e-14 | 0 | -0.012271
j16 | t12 | 0 | -2.8422e-14 | 0 | -0.012217
j16 | t13 | 0 | 0 | 0 | -0.012186
j16 | t14 | 0 | 0 | 0 | -0.012194
j16 | t15 | 0 | -2.8422e-14 | 0 | -0.012186
j16 | t16 | 0 | 0 | 0 | -0.012255
j16 | t17 | 0 | -2.8422e-14 | 0 | -0.012205
j16 | t18 | 0 | 1.7764e-15 | 0 | -0.01204
j16 | t19 | 0 | -8.8818e-15 | 0 | -0.012065
j16 | t20 | 0 | -4.4825e-15 | 0 | -0.012093
j16 | t21 | 0 | 0 | 0 | -0.012318
j16 | t22 | 0 | 5.3291e-15 | 0 | -0.012043
j16 | t23 | 0 | 0 | 0 | -0.012093
j16 | t24 | 0 | 3.5083e-14 | 0 | -0.011896
j17 | t1 | 0 | 0 | 0 | -0.013877
j17 | t2 | 0 | 0 | 0 | -0.013787
j17 | t3 | 0 | -7.1054e-15 | 0 | -0.01261
j17 | t4 | 0 | 3.6898e-15 | 0 | -0.012425
j17 | t5 | 0 | 0 | 0 | -0.012838
j17 | t6 | 0 | 0 | 0 | -0.012902
j17 | t7 | 0 | -2.3054e-15 | 0 | -0.012425
j17 | t8 | 0 | -8.2712e-15 | 0 | -0.012425
j17 | t9 | 0 | 0 | 0 | -0.012539
j17 | t10 | 0 | 0 | 0 | -0.0126
j17 | t11 | 0 | 0 | 0 | -0.012604
j17 | t12 | 0 | 0 | 0 | -0.01256
j17 | t13 | 0 | 0 | 0 | -0.012574
j17 | t14 | 0 | -1.7764e-15 | 0 | -0.012574
j17 | t15 | 0 | 8.8818e-15 | 0 | -0.012575
j17 | t16 | 0 | 0 | 0 | -0.01254
j17 | t17 | 0 | 0 | 0 | -0.0125
j17 | t18 | 0 | 0 | 0 | -0.01243
j17 | t19 | 0 | 0 | 0 | -0.012473
j17 | t20 | 0 | 5.5927e-15 | 0 | -0.012395
j17 | t21 | 0 | 0 | 0 | -0.012594
j17 | t22 | 0 | 0 | 0 | -0.012395
j17 | t23 | 0 | 0 | 0 | -0.012464
j17 | t24 | 0 | 0 | 0 | -0.012121
j19 | t1 | 0 | -7.1054e-15 | 0 | -0.018963
j19 | t2 | 0 | 0 | 0 | -0.018587
j19 | t3 | 0 | 0 | 0 | -0.015139
j19 | t4 | 0 | 0 | 0 | -0.015139
j19 | t5 | 0 | 0 | 0 | -0.015034
j19 | t6 | 0 | 0 | 0 | -0.015583
j19 | t7 | 0 | 6.2172e-15 | 0 | -0.013477
j19 | t8 | 0 | 7.1054e-15 | 0 | -0.014004
j19 | t9 | 0 | 3.5527e-15 | 0 | -0.013538
j19 | t10 | 0 | 0 | 0 | -0.01354
j19 | t11 | 0 | 0 | 0 | -0.013543
j19 | t12 | 0 | 3.9968e-15 | 0 | -0.013529
j19 | t13 | 0 | 3.5527e-15 | 0 | -0.013671
j19 | t14 | 0 | 3.1086e-15 | 0 | -0.013538
j19 | t15 | 0 | -7.1054e-15 | 0 | -0.013538
j19 | t16 | 0 | -8.521e-15 | 0 | -0.013343
j19 | t17 | 0 | 5.7732e-15 | 0 | -0.013332
j19 | t18 | 0 | -7.1054e-15 | 0 | -0.013533
j19 | t19 | 0 | 1.4211e-14 | 0 | -0.013633
j19 | t20 | 0 | 5.6899e-15 | 0 | -0.013251
j19 | t21 | 0 | 3.4417e-15 | 0 | -0.013392
j19 | t22 | 0 | -1.3323e-14 | 0 | -0.013392
j19 | t23 | 0 | 7.1054e-15 | 0 | -0.013516
j19 | t24 | 0 | -7.1054e-15 | 0 | -0.012745
j21 | t1 | 0 | 7.1054e-15 | 0 | -0.02712
j21 | t2 | 0 | 0 | 0 | -0.026065
j21 | t3 | 0 | -1.7764e-15 | 0 | -0.017495
j21 | t4 | 0 | -1.7764e-15 | 0 | -0.017099
j21 | t5 | 0 | 0 | 0 | -0.017099
j21 | t6 | 0 | 2.6645e-15 | 0 | -0.017099
j21 | t7 | 0 | 0 | 0 | -0.01542
j21 | t8 | 0 | 0 | 0 | -0.01542
j21 | t9 | 0 | 1.4211e-14 | 0 | -0.01533
j21 | t10 | 0 | 5.6899e-15 | 0 | -0.01542
j21 | t11 | 0 | 0 | 0 | -0.01542
j21 | t12 | 0 | 0 | 0 | -0.01542
j21 | t13 | 0 | 0 | 0 | -0.01542
j21 | t14 | 0 | 0 | 0 | -0.01542
j21 | t15 | 0 | -1.7764e-15 | 0 | -0.01542
j21 | t16 | 0 | 1.7764e-15 | 0 | -0.014947
j21 | t17 | 0 | 0 | 0 | -0.014947
j21 | t18 | 0 | 1.0658e-14 | 0 | -0.014947
j21 | t19 | 0 | 0 | 0 | -0.014417
j21 | t20 | 0 | -6.8071e-15 | 0 | -0.014961
j21 | t21 | 0 | -8.8818e-15 | 0 | -0.014947
j21 | t22 | 0 | 6.4809e-15 | 0 | -0.015282
j21 | t23 | 0 | 0 | 0 | -0.014947
j21 | t24 | 0 | 5.3291e-15 | 0 | -0.013644
j24 | t1 | 0 | 2.8866e-15 | 0 | -0.012053
j24 | t2 | 0 | 0 | 0 | -0.012053
j24 | t3 | 0 | 0 | 0 | -0.012053
j24 | t4 | 0 | 0 | 0 | -0.012053
j24 | t5 | 0 | 0 | 0 | -0.012053
j24 | t6 | 0 | 0 | 0 | -0.012043
j24 | t7 | 0 | 2.8422e-14 | 0 | -0.012043
j24 | t8 | 0 | 5.3291e-15 | 0 | -0.012043
j24 | t9 | 0 | 0 | 0 | -0.012186
j24 | t10 | 0 | 0 | 0 | -0.012186
j24 | t11 | 0 | 0 | 0 | -0.012271
j24 | t12 | 0 | 0 | 0 | -0.012217
j24 | t13 | 0 | 0 | 0 | -0.012186
j24 | t14 | 0 | 0 | 0 | -0.012194
j24 | t15 | 0 | 0 | 0 | -0.012186
j24 | t16 | 0 | 0 | 0 | -0.012255
j24 | t17 | 0 | 0 | 0 | -0.012205
j24 | t18 | 0 | 0 | 0 | -0.012093
j24 | t19 | 0 | 0 | 0 | -0.012093
j24 | t20 | 0 | 0 | 0 | -0.012093
j24 | t21 | 0 | 0 | 0 | -0.012093
j24 | t22 | 0 | 0 | 0 | -0.012043
j24 | t23 | 0 | 0 | 0 | -0.012093
j24 | t24 | 0 | 0 | 0 | -0.012043
j26 | t1 | 0 | -1.4211e-14 | 0 | -0.012053
j26 | t2 | 0 | 1.4211e-14 | 0 | -0.012053
j26 | t3 | 0 | -8.8818e-15 | 0 | -0.012053
j26 | t4 | 0 | 0 | 0 | -0.012053
j26 | t5 | 0 | 5.6843e-14 | 0 | -0.012053
j26 | t6 | 0 | 5.6899e-15 | 0 | -0.012053
j26 | t7 | 0 | 0 | 0 | -0.012047
j26 | t8 | 0 | 0 | 0 | -0.012063
j26 | t9 | 0 | 0 | 0 | -0.012186
j26 | t10 | 0 | 0 | 0 | -0.012186
j26 | t11 | 0 | 0 | 0 | -0.012271
j26 | t12 | 0 | 0 | 0 | -0.012186
j26 | t13 | 0 | 0 | 0 | -0.012186
j26 | t14 | 0 | 0 | 0 | -0.012194
j26 | t15 | 0 | 0 | 0 | -0.012186
j26 | t16 | 0 | 0 | 0 | -0.012255
j26 | t17 | 0 | 0 | 0 | -0.012186
j26 | t18 | 0 | 0 | 0 | -0.012093
j26 | t19 | 0 | 0 | 0 | -0.012093
j26 | t20 | 0 | 0 | 0 | -0.012093
j26 | t21 | 0 | 0 | 0 | -0.012093
j26 | t22 | 0 | 0 | 0 | -0.012093
j26 | t23 | 0 | 0 | 0 | -0.012093
j26 | t24 | 0 | 0 | 0 | -0.012093
j27 | t1 | 0 | 0 | 0 | -0.012053
j27 | t2 | 0 | 0 | 0 | -0.012053
j27 | t3 | 0 | 0 | 0 | -0.012053
j27 | t4 | 0 | 0 | 0 | -0.012053
j27 | t5 | 0 | 0 | 0 | -0.012053
j27 | t6 | 0 | 0 | 0 | -0.012053
j27 | t7 | 0 | 0 | 0 | -0.012053
j27 | t8 | 0 | 0 | 0 | -0.01207
j27 | t9 | 0 | 0 | 0 | -0.012186
j27 | t10 | 0 | 0 | 0 | -0.012186
j27 | t11 | 0 | 0 | 0 | -0.012186
j27 | t12 | 0 | 0 | 0 | -0.012186
j27 | t13 | 0 | 0 | 0 | -0.012186
j27 | t14 | 0 | 0 | 0 | -0.012194
j27 | t15 | 0 | 0 | 0 | -0.012186
j27 | t16 | 0 | 0 | 0 | -0.012186
j27 | t17 | 0 | 0 | 0 | -0.012186
j27 | t18 | 0 | 0 | 0 | -0.012093
j27 | t19 | 0 | 0 | 0 | -0.012093
j27 | t20 | 0 | 0 | 0 | -0.012093
j27 | t21 | 0 | 0 | 0 | -0.012093
j27 | t22 | 0 | 0 | 0 | -0.012093
j27 | t23 | 0 | 0 | 0 | -0.012093
j27 | t24 | 0 | 0 | 0 | -0.012093
j30 | t1 | 0 | 0 | 0 | -0.012053
j30 | t2 | 0 | 8.8818e-15 | 0 | -0.012053
j30 | t3 | 0 | 0 | 0 | -0.012053
j30 | t4 | 0 | 2.8422e-14 | 0 | -0.012053
j30 | t5 | 0 | -1.4211e-14 | 0 | -0.012053
j30 | t6 | 0 | 0 | 0 | -0.012053
j30 | t7 | 0 | -1.4985e-14 | 0 | -0.012053
j30 | t8 | 0 | 0 | 0 | -0.012063
j30 | t9 | 0 | 0 | 0 | -0.012186
j30 | t10 | 0 | 0 | 0 | -0.012186
j30 | t11 | 0 | 0 | 0 | -0.012186
j30 | t12 | 0 | 0 | 0 | -0.012186
j30 | t13 | 0 | 0 | 0 | -0.012186
j30 | t14 | 0 | 0 | 0 | -0.012186
j30 | t15 | 0 | 0 | 0 | -0.012186
j30 | t16 | 0 | 0 | 0 | -0.012186
j30 | t17 | 0 | 0 | 0 | -0.012186
j30 | t18 | 0 | 0 | 0 | -0.012093
j30 | t19 | 0 | 0 | 0 | -0.012093
j30 | t20 | 0 | 0 | 0 | -0.012093
j30 | t21 | 0 | 0 | 0 | -0.012093
j30 | t22 | 0 | 0 | 0 | -0.012093
j30 | t23 | 0 | 0 | 0 | -0.012093
j30 | t24 | 0 | 0 | 0 | -0.012093
j2 | t1 | 0 | 0 | 0 | -0.009336
j2 | t2 | 0 | -5.6843e-14 | 0 | -0.01
j2 | t3 | 0 | 0 | 0 | -0.0099879
j2 | t4 | 0 | 0 | 0 | -0.01
j2 | t5 | 0 | 5.6843e-14 | 0 | -0.0098833
j2 | t6 | 0 | 0 | 0 | -0.010375
j2 | t7 | 0 | 5.6843e-14 | 0 | -0.01033
j2 | t8 | 0 | 5.6843e-14 | 0 | -0.010362
j2 | t9 | 0 | 0 | 0 | -0.011713
j2 | t10 | 0 | 0 | 0 | -0.011713
j2 | t11 | 0 | 0 | 0 | -0.011713
j2 | t12 | 0 | 0 | 0 | -0.011713
j2 | t13 | 0 | 0 | 0 | -0.011713
j2 | t14 | 0 | 0 | 0 | -0.011713
j2 | t15 | 0 | 0 | 0 | -0.011713
j2 | t16 | 0 | 0 | 0 | -0.011713
j2 | t17 | 0 | 0 | 0 | -0.011713
j2 | t18 | 0 | 0 | 0 | -0.011766
j2 | t19 | 0 | 0 | 0 | -0.011766
j2 | t20 | 0 | 0 | 0 | -0.01177
j2 | t21 | 0 | 0 | 0 | -0.011766
j2 | t22 | 0 | 0 | 0 | -0.011766
j2 | t23 | 0 | 0 | 0 | -0.011766
j2 | t24 | 0 | 0 | 0 | -0.011766
j3 | t1 | 0 | 5.3291e-15 | 0 | -0.0099333
j3 | t2 | 0 | 1.4211e-14 | 0 | -0.01
j3 | t3 | 0 | 0 | 0 | -0.01
j3 | t4 | 0 | 0 | 0 | -0.01
j3 | t5 | 0 | 0 | 0 | -0.01
j3 | t6 | 0 | 0 | 0 | -0.010458
j3 | t7 | 0 | 0 | 0 | -0.011528
j3 | t8 | 0 | -1.5764e-14 | 0 | -0.011575
j3 | t9 | 0 | -1.4211e-14 | 0 | -0.011713
j3 | t10 | 0 | 0 | 0 | -0.011713
j3 | t11 | 0 | 0 | 0 | -0.011713
j3 | t12 | 0 | 0 | 0 | -0.011713
j3 | t13 | 0 | 0 | 0 | -0.011713
j3 | t14 | 0 | 0 | 0 | -0.011713
j3 | t15 | 0 | 0 | 0 | -0.011713
j3 | t16 | 0 | 0 | 0 | -0.011713
j3 | t17 | 0 | 0 | 0 | -0.011713
j3 | t18 | 0 | 0 | 0 | -0.011766
j3 | t19 | 0 | 0 | 0 | -0.011766
j3 | t20 | 0 | 0 | 0 | -0.011766
j3 | t21 | 0 | 0 | 0 | -0.011766
j3 | t22 | 0 | 0 | 0 | -0.011766
j3 | t23 | 0 | 0 | 0 | -0.011766
j3 | t24 | 0 | 0 | 0 | -0.011766
j6 | t1 | 0 | 2.8422e-14 | 0 | -0.010255
j6 | t2 | 0 | 2.8422e-14 | 0 | -0.01041
j6 | t3 | 0 | 0 | 0 | -0.01058
j6 | t4 | 0 | -2.8422e-14 | 0 | -0.010602
j6 | t5 | 0 | -1.4211e-14 | 0 | -0.010273
j6 | t6 | 0 | 0 | 0 | -0.010704
j6 | t7 | 0 | 0 | 0 | -0.010686
j6 | t8 | 0 | 0 | 0 | -0.010703
j6 | t9 | 0 | 0 | 0 | -0.011713
j6 | t10 | 0 | 0 | 0 | -0.011713
j6 | t11 | 0 | 0 | 0 | -0.011713
j6 | t12 | 0 | 0 | 0 | -0.011713
j6 | t13 | 0 | 0 | 0 | -0.011713
j6 | t14 | 0 | 0 | 0 | -0.011713
j6 | t15 | 0 | 0 | 0 | -0.011713
j6 | t16 | 0 | 0 | 0 | -0.011713
j6 | t17 | 0 | 0 | 0 | -0.011713
j6 | t18 | 0 | 0 | 0 | -0.011766
j6 | t19 | 0 | 0 | 0 | -0.011766
j6 | t20 | 0 | 0 | 0 | -0.011766
j6 | t21 | 0 | 0 | 0 | -0.011766
j6 | t22 | 0 | -1.7764e-14 | 0 | -0.011766
j6 | t23 | 0 | 0 | 0 | -0.011766
j6 | t24 | 0 | 0 | 0 | -0.011766
j7 | t1 | 0 | -2.8422e-14 | 0 | -0.01064
j7 | t2 | 0 | -2.2732e-14 | 0 | -0.010504
j7 | t3 | 0 | 0 | 0 | -0.010792
j7 | t4 | 0 | 2.8422e-14 | 0 | -0.01081
j7 | t5 | 0 | 0 | 0 | -0.01066
j7 | t6 | 0 | -7.9936e-15 | 0 | -0.01078
j7 | t7 | 0 | 3.5527e-15 | 0 | -0.010772
j7 | t8 | 0 | -1.8732e-14 | 0 | -0.01078
j7 | t9 | 0 | 0 | 0 | -0.011713
j7 | t10 | 0 | 0 | 0 | -0.011713
j7 | t11 | 0 | 0 | 0 | -0.011713
j7 | t12 | 0 | 0 | 0 | -0.011713
j7 | t13 | 0 | 0 | 0 | -0.011713
j7 | t14 | 0 | 0 | 0 | -0.011713
j7 | t15 | 0 | 0 | 0 | -0.011713
j7 | t16 | 0 | 0 | 0 | -0.011713
j7 | t17 | 0 | 0 | 0 | -0.011713
j7 | t18 | 0 | 0 | 0 | -0.011766
j7 | t19 | 0 | 0 | 0 | -0.011766
j7 | t20 | 0 | 0 | 0 | -0.011766
j7 | t21 | 0 | 0 | 0 | -0.011766
j7 | t22 | 0 | -1.4211e-14 | 0 | -0.011766
j7 | t23 | 0 | 0 | 0 | -0.011766
j7 | t24 | 0 | 0 | 0 | -0.011766
j10 | t1 | 0 | 0 | 0 | -0.011053
j10 | t2 | 0 | 0 | 0 | -0.011034
j10 | t3 | 0 | 0 | 0 | -0.011125
j10 | t4 | 0 | 0 | 0 | -0.011187
j10 | t5 | 0 | -8.521e-15 | 0 | -0.01034
j10 | t6 | 0 | 2.8422e-14 | 0 | -0.011208
j10 | t7 | 0 | -2.8422e-14 | 0 | -0.011208
j10 | t8 | 0 | 0 | 0 | -0.011226
j10 | t9 | 0 | 0 | 0 | -0.011713
j10 | t10 | 0 | -8.3267e-15 | 0 | -0.011713
j10 | t11 | 0 | 0 | 0 | -0.011713
j10 | t12 | 0 | 0 | 0 | -0.011713
j10 | t13 | 0 | 0 | 0 | -0.011713
j10 | t14 | 0 | 0 | 0 | -0.011713
j10 | t15 | 0 | 0 | 0 | -0.011713
j10 | t16 | 0 | 0 | 0 | -0.011713
j10 | t17 | 0 | 6.5733e-15 | 0 | -0.011713
j10 | t18 | 0 | 0 | 0 | -0.011766
j10 | t19 | 0 | 0 | 0 | -0.011766
j10 | t20 | 0 | 0 | 0 | -0.011766
j10 | t21 | 0 | 0 | 0 | -0.011766
j10 | t22 | 0 | 0 | 0 | -0.011766
j10 | t23 | 0 | 0 | 0 | -0.011766
j10 | t24 | 0 | 0 | 0 | -0.011766

## Ordre_pompe
TOC
Ordre_pompe | (equation) | Les pompes s allument dans l ordre
c | d | t | Lowerbound | Value | Upperbound | Marginal
small | p1 | t1 | -INF | 0 | 0 | 0
small | p1 | t2 | -INF | 0 | 0 | 0
small | p1 | t3 | -INF | 0 | 0 | 0
small | p1 | t4 | -INF | 0 | 0 | 0
small | p1 | t5 | -INF | 0 | 0 | 0
small | p1 | t6 | -INF | 0 | 0 | 0
small | p1 | t7 | -INF | 0 | 0 | 0
small | p1 | t8 | -INF | 0 | 0 | 0
small | p1 | t9 | -INF | 0 | 0 | 0
small | p1 | t10 | -INF | 0 | 0 | 0
small | p1 | t11 | -INF | 0 | 0 | 0
small | p1 | t12 | -INF | 0 | 0 | 0
small | p1 | t13 | -INF | 0 | 0 | 0
small | p1 | t14 | -INF | 0 | 0 | 0
small | p1 | t15 | -INF | 0 | 0 | 0
small | p1 | t16 | -INF | 0 | 0 | 0
small | p1 | t17 | -INF | 0 | 0 | 0
small | p1 | t18 | -INF | 0 | 0 | 0
small | p1 | t19 | -INF | 0 | 0 | 0
small | p1 | t20 | -INF | 0 | 0 | 0
small | p1 | t21 | -INF | 0 | 0 | 0
small | p1 | t22 | -INF | 0 | 0 | 0
small | p1 | t23 | -INF | 0 | 0 | 0
small | p1 | t24 | -INF | 0 | 0 | 0
small | p2 | t1 | -INF | -1 | 0 | 0
small | p2 | t2 | -INF | -1 | 0 | 0
small | p2 | t3 | -INF | -1 | 0 | 0
small | p2 | t4 | -INF | -1 | 0 | 0
small | p2 | t5 | -INF | -1 | 0 | 0
small | p2 | t6 | -INF | -1 | 0 | 0
small | p2 | t7 | -INF | -1 | 0 | 0
small | p2 | t8 | -INF | -1 | 0 | 0
small | p2 | t9 | -INF | -1 | 0 | 0
small | p2 | t10 | -INF | -1 | 0 | 0
small | p2 | t11 | -INF | -1 | 0 | 0
small | p2 | t12 | -INF | -1 | 0 | 0
small | p2 | t13 | -INF | -1 | 0 | 0
small | p2 | t14 | -INF | -1 | 0 | 0
small | p2 | t15 | -INF | -1 | 0 | 0
small | p2 | t16 | -INF | -1 | 0 | 0
small | p2 | t17 | -INF | -1 | 0 | 0
small | p2 | t18 | -INF | -1 | 0 | 0
small | p2 | t19 | -INF | -1 | 0 | 0
small | p2 | t20 | -INF | -1 | 0 | 0
small | p2 | t21 | -INF | -1 | 0 | 0
small | p2 | t22 | -INF | -1 | 0 | 0
small | p2 | t23 | -INF | -1 | 0 | 0
small | p2 | t24 | -INF | -1 | 0 | 0
large | p1 | t1 | -INF | 0 | 0 | 0
large | p1 | t2 | -INF | 0 | 0 | 0
large | p1 | t3 | -INF | 0 | 0 | 0
large | p1 | t4 | -INF | 0 | 0 | 0
large | p1 | t5 | -INF | 0 | 0 | 0
large | p1 | t6 | -INF | 0 | 0 | 0
large | p1 | t7 | -INF | 0 | 0 | 0
large | p1 | t8 | -INF | 0 | 0 | 0
large | p1 | t9 | -INF | 0 | 0 | 0
large | p1 | t10 | -INF | 0 | 0 | 0
large | p1 | t11 | -INF | 0 | 0 | 0
large | p1 | t12 | -INF | 0 | 0 | 0
large | p1 | t13 | -INF | 0 | 0 | 0
large | p1 | t14 | -INF | 0 | 0 | 0
large | p1 | t15 | -INF | 0 | 0 | 0
large | p1 | t16 | -INF | 0 | 0 | 0
large | p1 | t17 | -INF | 0 | 0 | 0
large | p1 | t18 | -INF | 0 | 0 | 0
large | p1 | t19 | -INF | 0 | 0 | 0
large | p1 | t20 | -INF | 0 | 0 | 0
large | p1 | t21 | -INF | 0 | 0 | 0
large | p1 | t22 | -INF | 0 | 0 | 0
large | p1 | t23 | -INF | 0 | 0 | 0
large | p1 | t24 | -INF | 0 | 0 | 0
large | p2 | t1 | -INF | 0 | 0 | 0
large | p2 | t2 | -INF | 0 | 0 | 0
large | p2 | t3 | -INF | 0 | 0 | 0
large | p2 | t4 | -INF | 0 | 0 | 0
large | p2 | t5 | -INF | 0 | 0 | 0
large | p2 | t6 | -INF | 0 | 0 | 0
large | p2 | t7 | -INF | 0 | 0 | 0
large | p2 | t8 | -INF | 0 | 0 | 0
large | p2 | t9 | -INF | 0 | 0 | 0
large | p2 | t10 | -INF | 0 | 0 | 0
large | p2 | t11 | -INF | 0 | 0 | 0
large | p2 | t12 | -INF | 0 | 0 | 0
large | p2 | t13 | -INF | 0 | 0 | 0
large | p2 | t14 | -INF | 0 | 0 | 0
large | p2 | t15 | -INF | 0 | 0 | 0
large | p2 | t16 | -INF | 0 | 0 | 0
large | p2 | t17 | -INF | 0 | 0 | 0
large | p2 | t18 | -INF | 0 | 0 | 0
large | p2 | t19 | -INF | 0 | 0 | 0
large | p2 | t20 | -INF | 0 | 0 | 0
large | p2 | t21 | -INF | 0 | 0 | 0
large | p2 | t22 | -INF | 0 | 0 | 0
large | p2 | t23 | -INF | 0 | 0 | 0
large | p2 | t24 | -INF | 0 | 0 | 0
large | p3 | t1 | -INF | 0 | 0 | 0
large | p3 | t2 | -INF | 0 | 0 | 0
large | p3 | t3 | -INF | 0 | 0 | 0
large | p3 | t4 | -INF | 0 | 0 | 0
large | p3 | t5 | -INF | 0 | 0 | 0
large | p3 | t6 | -INF | 0 | 0 | 0
large | p3 | t7 | -INF | 0 | 0 | 0
large | p3 | t8 | -INF | 0 | 0 | 0
large | p3 | t9 | -INF | 0 | 0 | 0
large | p3 | t10 | -INF | 0 | 0 | 0
large | p3 | t11 | -INF | 0 | 0 | 0
large | p3 | t12 | -INF | 0 | 0 | 0
large | p3 | t13 | -INF | 0 | 0 | 0
large | p3 | t14 | -INF | 0 | 0 | 0
large | p3 | t15 | -INF | 0 | 0 | 0
large | p3 | t16 | -INF | 0 | 0 | 0
large | p3 | t17 | -INF | 0 | 0 | 0
large | p3 | t18 | -INF | 0 | 0 | 0
large | p3 | t19 | -INF | 0 | 0 | 0
large | p3 | t20 | -INF | 0 | 0 | 0
large | p3 | t21 | -INF | 0 | 0 | 0
large | p3 | t22 | -INF | 0 | 0 | 0
large | p3 | t23 | -INF | 0 | 0 | 0
large | p3 | t24 | -INF | 0 | 0 | 0
large | p4 | t1 | -INF | -1 | 0 | 0
large | p4 | t2 | -INF | -1 | 0 | 0
large | p4 | t3 | -INF | -1 | 0 | 0
large | p4 | t4 | -INF | -1 | 0 | 0
large | p4 | t5 | -INF | -1 | 0 | 0
large | p4 | t6 | -INF | -1 | 0 | 0
large | p4 | t7 | -INF | -1 | 0 | 0
large | p4 | t8 | -INF | -1 | 0 | 0
large | p4 | t9 | -INF | -1 | 0 | 0
large | p4 | t10 | -INF | -1 | 0 | 0
large | p4 | t11 | -INF | -1 | 0 | 0
large | p4 | t12 | -INF | -1 | 0 | 0
large | p4 | t13 | -INF | -1 | 0 | 0
large | p4 | t14 | -INF | -1 | 0 | 0
large | p4 | t15 | -INF | -1 | 0 | 0
large | p4 | t16 | -INF | -1 | 0 | 0
large | p4 | t17 | -INF | -1 | 0 | 0
large | p4 | t18 | -INF | -1 | 0 | 0
large | p4 | t19 | -INF | -1 | 0 | 0
large | p4 | t20 | -INF | -1 | 0 | 0
large | p4 | t21 | -INF | -1 | 0 | 0
large | p4 | t22 | -INF | -1 | 0 | 0
large | p4 | t23 | -INF | -1 | 0 | 0
large | p4 | t24 | -INF | -1 | 0 | 0

## Perte_charge
TOC
Perte_charge | (equation) | Perte charge (n n) Ã (t)
n | n | t | Lowerbound | Value | Upperbound | Marginal
s | j39 | t1 | 0 | 1.7408e-13 | 0 | 0.11766
s | j39 | t2 | 0 | 2.3981e-14 | 0 | 0.10328
s | j39 | t3 | 0 | 0 | 0 | 0.053364
s | j39 | t4 | 0 | 8.8818e-15 | 0 | 0.049109
s | j39 | t5 | 0 | -1.7764e-14 | 0 | 0.063291
s | j39 | t6 | 0 | -8.4377e-15 | 0 | 0.048766
s | j39 | t7 | 0 | 4.4409e-15 | 0 | 0.056655
s | j39 | t8 | 0 | 3.5527e-15 | 0 | 0.035285
s | j39 | t9 | 0 | 2.2649e-14 | 0 | 0.015857
s | j39 | t10 | 0 | 2.4425e-15 | 0 | 0.016557
s | j39 | t11 | 0 | 6.1371e-12 | 0 | 0.016881
s | j39 | t12 | 0 | -1.3101e-14 | 0 | 0.016506
s | j39 | t13 | 0 | -3.2752e-14 | 0 | 0.017155
s | j39 | t14 | 0 | 8.4377e-15 | 0 | 0.016146
s | j39 | t15 | 0 | 7.5495e-15 | 0 | 0.016562
s | j39 | t16 | 0 | 3.3218e-13 | 0 | 0.014692
s | j39 | t17 | 0 | 2.6867e-14 | 0 | 0.014363
s | j39 | t18 | 0 | -1.7952e-12 | 0 | 0.013186
s | j39 | t19 | 0 | 2.8644e-14 | 0 | 0.012642
s | j39 | t20 | 0 | -2.5813e-15 | 0 | 0.012674
s | j39 | t21 | 0 | 7.7716e-15 | 0 | 0.015661
s | j39 | t22 | 0 | 3.908e-14 | 0 | 0.014936
s | j39 | t23 | 0 | -6.2172e-15 | 0 | 0.015065
s | j39 | t24 | 0 | -1.4155e-15 | 0 | 0.008789
j39 | j14 | t1 | 0 | -1.1928e-12 | 0 | 0.10453
j39 | j14 | t2 | 0 | 0 | 0 | 0.097142
j39 | j14 | t3 | 0 | 2.5313e-13 | 0 | 0.046676
j39 | j14 | t4 | 0 | 3.9968e-15 | 0 | 0.042359
j39 | j14 | t5 | 0 | -2.2965e-11 | 0 | 0.056905
j39 | j14 | t6 | 0 | 2.8457e-12 | 0 | 0.042956
j39 | j14 | t7 | 0 | -2.3981e-12 | 0 | 0.046951
j39 | j14 | t8 | 0 | -1.4211e-14 | 0 | 0.025486
j39 | j14 | t9 | 0 | 3.2359e-11 | 0 | 0.015857
j39 | j14 | t10 | 0 | 3.0198e-14 | 0 | 0.016557
j39 | j14 | t11 | 0 | 3.2405e-12 | 0 | 0.016881
j39 | j14 | t12 | 0 | 3.7748e-14 | 0 | 0.016506
j39 | j14 | t13 | 0 | 7.1054e-15 | 0 | 0.017155
j39 | j14 | t14 | 0 | -1.1546e-14 | 0 | 0.016146
j39 | j14 | t15 | 0 | 1.1102e-14 | 0 | 0.016562
j39 | j14 | t16 | 0 | 1.5694e-12 | 0 | 0.014692
j39 | j14 | t17 | 0 | -2.6201e-14 | 0 | 0.014363
j39 | j14 | t18 | 0 | -1.5004e-12 | 0 | 0.013186
j39 | j14 | t19 | 0 | 3.3307e-14 | 0 | 0.012642
j39 | j14 | t20 | 0 | -3.1641e-15 | 0 | 0.012674
j39 | j14 | t21 | 0 | -1.5987e-14 | 0 | 0.015661
j39 | j14 | t22 | 0 | 8.7874e-14 | 0 | 0.014936
j39 | j14 | t23 | 0 | -5.7732e-15 | 0 | 0.015065
j39 | j14 | t24 | 0 | 2.4425e-15 | 0 | 0.008789
j39 | j2 | t1 | 0 | -6.0396e-14 | 0 | 0.013126
j39 | j2 | t2 | 0 | 6.2172e-15 | 0 | 0.0061358
j39 | j2 | t3 | 0 | 2.3537e-13 | 0 | 0.0066886
j39 | j2 | t4 | 0 | 7.9936e-15 | 0 | 0.0067503
j39 | j2 | t5 | 0 | -1.9684e-11 | 0 | 0.0063863
j39 | j2 | t6 | 0 | 2.4141e-12 | 0 | 0.0058104
j39 | j2 | t7 | 0 | -2.0446e-12 | 0 | 0.0097041
j39 | j2 | t8 | 0 | -1.7764e-15 | 0 | 0.0097985
j39 | j2 | t9 | 0 | 2.7749e-11 | 0 | 0
j39 | j2 | t10 | 0 | 2.2204e-14 | 0 | 0
j39 | j2 | t11 | 0 | 5.1543e-11 | 0 | 0
j39 | j2 | t12 | 0 | 1.7764e-15 | 0 | 0
j39 | j2 | t13 | 0 | 0 | 0 | 0
j39 | j2 | t14 | 0 | -6.8834e-15 | 0 | 0
j39 | j2 | t15 | 0 | -7.5218e-15 | 0 | 0
j39 | j2 | t16 | 0 | 0 | 0 | 0
j39 | j2 | t17 | 0 | -1.6653e-14 | 0 | 0
j39 | j2 | t18 | 0 | 8.4377e-15 | 0 | 0
j39 | j2 | t19 | 0 | 2.2204e-15 | 0 | 0
j39 | j2 | t20 | 0 | 0 | 0 | 0
j39 | j2 | t21 | 0 | 1.2879e-14 | 0 | 0
j39 | j2 | t22 | 0 | 2.2204e-15 | 0 | 0
j39 | j2 | t23 | 0 | 9.5479e-15 | 0 | 0
j39 | j2 | t24 | 0 | 6.6802e-15 | 0 | 0
j14 | j16 | t1 | 0 | -2.0328e-12 | 0 | 0.10453
j14 | j16 | t2 | 0 | 1.5543e-14 | 0 | 0.097001
j14 | j16 | t3 | 0 | 0 | 0 | 0.046676
j14 | j16 | t4 | 0 | -1.7503e-11 | 0 | 0.042359
j14 | j16 | t5 | 0 | -4.877e-12 | 0 | 0.056866
j14 | j16 | t6 | 0 | 6.2617e-14 | 0 | 0.042956
j14 | j16 | t7 | 0 | -2.1667e-12 | 0 | 0.046683
j14 | j16 | t8 | 0 | 7.1054e-15 | 0 | 0.025486
j14 | j16 | t9 | 0 | 2.795e-11 | 0 | 0.015857
j14 | j16 | t10 | 0 | 6.6613e-15 | 0 | 0.016557
j14 | j16 | t11 | 0 | 2.7791e-12 | 0 | 0.016881
j14 | j16 | t12 | 0 | -5.107e-15 | 0 | 0.016506
j14 | j16 | t13 | 0 | 1.3323e-14 | 0 | 0.017155
j14 | j16 | t14 | 0 | -1.2879e-14 | 0 | 0.016146
j14 | j16 | t15 | 0 | 1.1102e-15 | 0 | 0.016562
j14 | j16 | t16 | 0 | 1.3607e-12 | 0 | 0.014692
j14 | j16 | t17 | 0 | 2.2204e-14 | 0 | 0.014363
j14 | j16 | t18 | 0 | -1.3185e-12 | 0 | 0.013186
j14 | j16 | t19 | 0 | 3.6304e-14 | 0 | 0.012642
j14 | j16 | t20 | 0 | -1.0991e-14 | 0 | 0.012674
j14 | j16 | t21 | 0 | 3.5527e-15 | 0 | 0.015661
j14 | j16 | t22 | 0 | 1.0902e-13 | 0 | 0.014936
j14 | j16 | t23 | 0 | -4.885e-15 | 0 | 0.015065
j14 | j16 | t24 | 0 | -7.7161e-15 | 0 | 0.008789
j14 | r12 | t1 | 0 | -1.8566e-09 | 0 | 0
j14 | r12 | t2 | 0 | -1.0516e-12 | 0 | 0.00014102
j14 | r12 | t3 | 0 | 1.0532e-10 | 0 | 0
j14 | r12 | t4 | 0 | -5.0155e-09 | 0 | 0
j14 | r12 | t5 | 0 | 9.7948e-10 | 0 | 3.8401e-05
j14 | r12 | t6 | 0 | 9.7946e-10 | 0 | 0
j14 | r12 | t7 | 0 | -3.2685e-13 | 0 | 0.0002679
j14 | r12 | t8 | 0 | -3.0997e-13 | 0 | 0
j14 | r12 | t9 | 0 | 0 | 0 | 0
j14 | r12 | t10 | 0 | 0 | 0 | 0
j14 | r12 | t11 | 0 | 0 | 0 | 0
j14 | r12 | t12 | 0 | 0 | 0 | 0
j14 | r12 | t13 | 0 | 1.6431e-14 | 0 | 0
j14 | r12 | t14 | 0 | 0 | 0 | 0
j14 | r12 | t15 | 0 | 0 | 0 | 0
j14 | r12 | t16 | 0 | 0 | 0 | 0
j14 | r12 | t17 | 0 | 0 | 0 | 0
j14 | r12 | t18 | 0 | 0 | 0 | 0
j14 | r12 | t19 | 0 | 0 | 0 | 0
j14 | r12 | t20 | 0 | 0 | 0 | 0
j14 | r12 | t21 | 0 | 0 | 0 | 0
j14 | r12 | t22 | 0 | 0 | 0 | 0
j14 | r12 | t23 | 0 | 0 | 0 | 0
j14 | r12 | t24 | 0 | -1.0051e-14 | 0 | 0
j16 | j17 | t1 | 0 | 0 | 0 | 0.10453
j16 | j17 | t2 | 0 | 7.8826e-15 | 0 | 0.097001
j16 | j17 | t3 | 0 | 5.5067e-14 | 0 | 0.046676
j16 | j17 | t4 | 0 | -6.7439e-11 | 0 | 0.042359
j16 | j17 | t5 | 0 | -1.3461e-11 | 0 | 0.056866
j16 | j17 | t6 | 0 | 3.3129e-13 | 0 | 0.042956
j16 | j17 | t7 | 0 | -7.0682e-11 | 0 | 0.046646
j16 | j17 | t8 | 0 | -1.7319e-14 | 0 | 0.025228
j16 | j17 | t9 | 0 | 2.7651e-11 | 0 | 0.015857
j16 | j17 | t10 | 0 | -1.9984e-14 | 0 | 0.016557
j16 | j17 | t11 | 0 | 1.0825e-11 | 0 | 0.016881
j16 | j17 | t12 | 0 | 5.3291e-15 | 0 | 0.016506
j16 | j17 | t13 | 0 | -2.7089e-14 | 0 | 0.017155
j16 | j17 | t14 | 0 | -2.2204e-15 | 0 | 0.016146
j16 | j17 | t15 | 0 | 5.0761e-11 | 0 | 0.016562
j16 | j17 | t16 | 0 | 5.3059e-12 | 0 | 0.014692
j16 | j17 | t17 | 0 | 4.6629e-15 | 0 | 0.014363
j16 | j17 | t18 | 0 | -4.9334e-12 | 0 | 0.013186
j16 | j17 | t19 | 0 | -1.5987e-14 | 0 | 0.012642
j16 | j17 | t20 | 0 | -1.0214e-14 | 0 | 0.012674
j16 | j17 | t21 | 0 | 2.5535e-15 | 0 | 0.015661
j16 | j17 | t22 | 0 | 2.2691e-11 | 0 | 0.014936
j16 | j17 | t23 | 0 | 1.0436e-14 | 0 | 0.015065
j16 | j17 | t24 | 0 | -6.6613e-15 | 0 | 0.008789
j16 | j24 | t1 | 0 | -8.6318e-14 | 0 | 0
j16 | j24 | t2 | 0 | -8.1844e-15 | 0 | 0
j16 | j24 | t3 | 0 | 7.8826e-15 | 0 | 0
j16 | j24 | t4 | 0 | 0 | 0 | 0
j16 | j24 | t5 | 0 | -3.9857e-13 | 0 | 0
j16 | j24 | t6 | 0 | -4.7948e-15 | 0 | 0
j16 | j24 | t7 | 0 | -8.9476e-13 | 0 | 3.7282e-05
j16 | j24 | t8 | 0 | 6.7966e-15 | 0 | 0.00025821
j16 | j24 | t9 | 0 | 1.5566e-12 | 0 | 0
j16 | j24 | t10 | 0 | -1.2879e-14 | 0 | 0
j16 | j24 | t11 | 0 | -7.8132e-15 | 0 | 0
j16 | j24 | t12 | 0 | -1.2334e-14 | 0 | 0
j16 | j24 | t13 | 0 | 2.7405e-14 | 0 | 0
j16 | j24 | t14 | 0 | 0 | 0 | 0
j16 | j24 | t15 | 0 | 2.9782e-13 | 0 | 0
j16 | j24 | t16 | 0 | 5.617e-15 | 0 | 0
j16 | j24 | t17 | 0 | 9.1559e-15 | 0 | 0
j16 | j24 | t18 | 0 | -4.906e-15 | 0 | 0
j16 | j24 | t19 | 0 | -8.1726e-15 | 0 | 0
j16 | j24 | t20 | 0 | -3.7167e-14 | 0 | 0
j16 | j24 | t21 | 0 | 1.3677e-14 | 0 | 0
j16 | j24 | t22 | 0 | 2.5856e-13 | 0 | 0
j16 | j24 | t23 | 0 | -1.5127e-15 | 0 | 0
j16 | j24 | t24 | 0 | 1.2497e-14 | 0 | 0
j17 | j19 | t1 | 0 | 1.7764e-15 | 0 | 0.10453
j17 | j19 | t2 | 0 | -7.1054e-15 | 0 | 0.097001
j17 | j19 | t3 | 0 | 1.3767e-13 | 0 | 0.046735
j17 | j19 | t4 | 0 | -2.0369e-11 | 0 | 0.042359
j17 | j19 | t5 | 0 | -3.8702e-11 | 0 | 0.056866
j17 | j19 | t6 | 0 | 7.6739e-13 | 0 | 0.043248
j17 | j19 | t7 | 0 | 3.4947e-12 | 0 | 0.046646
j17 | j19 | t8 | 0 | 0 | 0 | 0.025228
j17 | j19 | t9 | 0 | 7.9296e-11 | 0 | 0.015857
j17 | j19 | t10 | 0 | -1.5543e-14 | 0 | 0.016557
j17 | j19 | t11 | 0 | 3.1021e-11 | 0 | 0.016881
j17 | j19 | t12 | 0 | -2.0872e-14 | 0 | 0.016506
j17 | j19 | t13 | 0 | -7.5051e-14 | 0 | 0.017155
j17 | j19 | t14 | 0 | 1.5943e-13 | 0 | 0.016207
j17 | j19 | t15 | 0 | 1.2906e-10 | 0 | 0.016614
j17 | j19 | t16 | 0 | 1.5203e-11 | 0 | 0.014692
j17 | j19 | t17 | 0 | 1.3323e-14 | 0 | 0.014363
j17 | j19 | t18 | 0 | -1.4206e-11 | 0 | 0.013186
j17 | j19 | t19 | 0 | -5.4179e-14 | 0 | 0.012642
j17 | j19 | t20 | 0 | -1.1644e-12 | 0 | 0.012674
j17 | j19 | t21 | 0 | -9.3259e-15 | 0 | 0.015661
j17 | j19 | t22 | 0 | 8.4964e-11 | 0 | 0.014936
j17 | j19 | t23 | 0 | 1.7764e-14 | 0 | 0.015065
j17 | j19 | t24 | 0 | 9.77e-15 | 0 | 0.008789
j17 | r13 | t1 | 0 | 1.2434e-14 | 0 | 0
j17 | r13 | t2 | 0 | 4.3854e-15 | 0 | 0
j17 | r13 | t3 | 0 | 2.1316e-14 | 0 | -5.9222e-05
j17 | r13 | t4 | 0 | -1.3327e-07 | 0 | 0
j17 | r13 | t5 | 0 | 0 | 0 | 0
j17 | r13 | t6 | 0 | 1.017e-12 | 0 | -0.00029209
j17 | r13 | t7 | 0 | -4.9985e-08 | 0 | 0
j17 | r13 | t8 | 0 | -7.8405e-12 | 0 | 0
j17 | r13 | t9 | 0 | 0 | 0 | 0
j17 | r13 | t10 | 0 | 0 | 0 | 0
j17 | r13 | t11 | 0 | 0 | 0 | 0
j17 | r13 | t12 | 0 | 0 | 0 | 0
j17 | r13 | t13 | 0 | 0 | 0 | 0
j17 | r13 | t14 | 0 | 1.1866e-12 | 0 | -6.1773e-05
j17 | r13 | t15 | 0 | 1.8398e-10 | 0 | -5.237e-05
j17 | r13 | t16 | 0 | 0 | 0 | 0
j17 | r13 | t17 | 0 | 0 | 0 | 0
j17 | r13 | t18 | 0 | 0 | 0 | 0
j17 | r13 | t19 | 0 | 0 | 0 | 0
j17 | r13 | t20 | 0 | -2.8519e-09 | 0 | 0
j17 | r13 | t21 | 0 | 0 | 0 | 0
j17 | r13 | t22 | 0 | -2.4614e-09 | 0 | 0
j17 | r13 | t23 | 0 | 0 | 0 | 0
j17 | r13 | t24 | 0 | -8.8818e-15 | 0 | 0
j19 | j21 | t1 | 0 | 0 | 0 | 0.10453
j19 | j21 | t2 | 0 | -8.8818e-15 | 0 | 0.097001
j19 | j21 | t3 | 0 | -8.4377e-15 | 0 | 0.046735
j19 | j21 | t4 | 0 | -5.5099e-11 | 0 | 0.042359
j19 | j21 | t5 | 0 | -7.7346e-11 | 0 | 0.056866
j19 | j21 | t6 | 0 | 1.5463e-12 | 0 | 0.043248
j19 | j21 | t7 | 0 | 6.9997e-12 | 0 | 0.046646
j19 | j21 | t8 | 0 | 2.176e-14 | 0 | 0.025228
j19 | j21 | t9 | 0 | -1.2434e-14 | 0 | 0.015857
j19 | j21 | t10 | 0 | 1.0658e-14 | 0 | 0.016557
j19 | j21 | t11 | 0 | 6.2023e-11 | 0 | 0.016881
j19 | j21 | t12 | 0 | -1.3323e-14 | 0 | 0.016506
j19 | j21 | t13 | 0 | -9.4147e-14 | 0 | 0.017155
j19 | j21 | t14 | 0 | 3.9393e-11 | 0 | 0.016207
j19 | j21 | t15 | 0 | 3.6242e-10 | 0 | 0.016614
j19 | j21 | t16 | 0 | -4.1121e-11 | 0 | 0.014692
j19 | j21 | t17 | 0 | 1.7764e-15 | 0 | 0.014363
j19 | j21 | t18 | 0 | 4.2482e-11 | 0 | 0.013186
j19 | j21 | t19 | 0 | -6.5059e-14 | 0 | 0.012642
j19 | j21 | t20 | 0 | -2.3341e-12 | 0 | 0.012674
j19 | j21 | t21 | 0 | -6.1065e-10 | 0 | 0.015661
j19 | j21 | t22 | 0 | -8.4595e-10 | 0 | 0.014936
j19 | j21 | t23 | 0 | 1.3323e-14 | 0 | 0.015065
j19 | j21 | t24 | 0 | 1.7764e-15 | 0 | 0.008789
j19 | r132 | t1 | 0 | 0 | 0 | 0
j19 | r132 | t2 | 0 | 9.7145e-15 | 0 | 0
j19 | r132 | t3 | 0 | 3.3751e-13 | 0 | 0
j19 | r132 | t4 | 0 | 3.5927e-13 | 0 | 0
j19 | r132 | t5 | 0 | 1.199e-14 | 0 | 0
j19 | r132 | t6 | 0 | 1.3323e-14 | 0 | 0
j19 | r132 | t7 | 0 | 3.9517e-15 | 0 | 0
j19 | r132 | t8 | 0 | 0 | 0 | 0
j19 | r132 | t9 | 0 | 1.9023e-10 | 0 | 0
j19 | r132 | t10 | 0 | 0 | 0 | 0
j19 | r132 | t11 | 0 | 0 | 0 | 0
j19 | r132 | t12 | 0 | -9.9157e-15 | 0 | 0
j19 | r132 | t13 | 0 | 4.3854e-15 | 0 | 0
j19 | r132 | t14 | 0 | 9.5255e-11 | 0 | 0
j19 | r132 | t15 | 0 | -7.8299e-11 | 0 | 0
j19 | r132 | t16 | 0 | -1.1526e-15 | 0 | 0
j19 | r132 | t17 | 0 | -1.0252e-14 | 0 | 0
j19 | r132 | t18 | 0 | 1.1546e-14 | 0 | 0
j19 | r132 | t19 | 0 | -1.4211e-14 | 0 | 0
j19 | r132 | t20 | 0 | -1.1526e-15 | 0 | 0
j19 | r132 | t21 | 0 | -1.6743e-09 | 0 | 0
j19 | r132 | t22 | 0 | -1.6743e-09 | 0 | 0
j19 | r132 | t23 | 0 | -3.9968e-15 | 0 | 0
j19 | r132 | t24 | 0 | 1.3545e-14 | 0 | 0
j21 | r133 | t1 | 0 | 5.7732e-15 | 0 | 0
j21 | r133 | t2 | 0 | 5.6621e-15 | 0 | 0
j21 | r133 | t3 | 0 | 7.272e-15 | 0 | 0
j21 | r133 | t4 | 0 | -1.5181e-11 | 0 | 0
j21 | r133 | t5 | 0 | -2.1307e-11 | 0 | 0
j21 | r133 | t6 | 0 | 4.3836e-13 | 0 | 0
j21 | r133 | t7 | 0 | 1.9123e-12 | 0 | 0
j21 | r133 | t8 | 0 | -6.6613e-15 | 0 | 0
j21 | r133 | t9 | 0 | -6.4393e-15 | 0 | 0
j21 | r133 | t10 | 0 | -2.065e-14 | 0 | 0
j21 | r133 | t11 | 0 | 1.7076e-11 | 0 | 0
j21 | r133 | t12 | 0 | 3.9968e-15 | 0 | 0
j21 | r133 | t13 | 0 | -3.9413e-14 | 0 | 0
j21 | r133 | t14 | 0 | 1.0814e-11 | 0 | 0
j21 | r133 | t15 | 0 | 9.9701e-11 | 0 | 0
j21 | r133 | t16 | 0 | -1.1338e-11 | 0 | 0
j21 | r133 | t17 | 0 | -2.8866e-15 | 0 | 0
j21 | r133 | t18 | 0 | 1.1673e-11 | 0 | 0
j21 | r133 | t19 | 0 | 0 | 0 | 0
j21 | r133 | t20 | 0 | 8.8818e-15 | 0 | 0
j21 | r133 | t21 | 0 | -2.1584e-11 | 0 | 0
j21 | r133 | t22 | 0 | 2.2204e-15 | 0 | 0
j21 | r133 | t23 | 0 | -2.8089e-14 | 0 | 0
j21 | r133 | t24 | 0 | -1.1324e-14 | 0 | 0
j21 | r134 | t1 | 0 | 8.9789e-15 | 0 | 0.10453
j21 | r134 | t2 | 0 | 8.3267e-15 | 0 | 0.097001
j21 | r134 | t3 | 0 | 9.5549e-15 | 0 | 0.046735
j21 | r134 | t4 | 0 | -9.253e-15 | 0 | 0.042359
j21 | r134 | t5 | 0 | 1.3402e-14 | 0 | 0.056866
j21 | r134 | t6 | 0 | 9.1871e-15 | 0 | 0.043248
j21 | r134 | t7 | 0 | -5.4731e-15 | 0 | 0.046646
j21 | r134 | t8 | 0 | 0 | 0 | 0.025228
j21 | r134 | t9 | 0 | 6.2728e-15 | 0 | 0.015857
j21 | r134 | t10 | 0 | -1.2501e-14 | 0 | 0.016557
j21 | r134 | t11 | 0 | -1.4197e-14 | 0 | 0.016881
j21 | r134 | t12 | 0 | 1.2434e-14 | 0 | 0.016506
j21 | r134 | t13 | 0 | 7.1332e-15 | 0 | 0.017155
j21 | r134 | t14 | 0 | -4.1078e-15 | 0 | 0.016207
j21 | r134 | t15 | 0 | 6.6752e-15 | 0 | 0.016614
j21 | r134 | t16 | 0 | 1.4169e-14 | 0 | 0.014692
j21 | r134 | t17 | 0 | -1.4058e-14 | 0 | 0.014363
j21 | r134 | t18 | 0 | -1.759e-15 | 0 | 0.013186
j21 | r134 | t19 | 0 | -4.7851e-14 | 0 | 0.012642
j21 | r134 | t20 | 0 | 9.7031e-12 | 0 | 0.012674
j21 | r134 | t21 | 0 | -8.1682e-10 | 0 | 0.015661
j21 | r134 | t22 | 0 | -5.7098e-10 | 0 | 0.014936
j21 | r134 | t23 | 0 | 9.3814e-15 | 0 | 0.015065
j21 | r134 | t24 | 0 | -1.0408e-15 | 0 | 0.008789
j24 | j26 | t1 | 0 | -1.9606e-11 | 0 | 0
j24 | j26 | t2 | 0 | -2.6645e-14 | 0 | 0
j24 | j26 | t3 | 0 | 1.5987e-14 | 0 | 0
j24 | j26 | t4 | 0 | 1.4211e-14 | 0 | 0
j24 | j26 | t5 | 0 | -2.9166e-10 | 0 | 0
j24 | j26 | t6 | 0 | 1.7764e-14 | 0 | 0
j24 | j26 | t7 | 0 | 1.2608e-10 | 0 | 3.7282e-05
j24 | j26 | t8 | 0 | -5.0156e-10 | 0 | 0.00025821
j24 | j26 | t9 | 0 | 6.311e-10 | 0 | 0
j24 | j26 | t10 | 0 | 1.0658e-14 | 0 | 0
j24 | j26 | t11 | 0 | 1.7764e-15 | 0 | 0
j24 | j26 | t12 | 0 | -7.1054e-15 | 0 | 0
j24 | j26 | t13 | 0 | -6.6258e-13 | 0 | 0
j24 | j26 | t14 | 0 | 4.4409e-15 | 0 | 0
j24 | j26 | t15 | 0 | 1.2702e-10 | 0 | 0
j24 | j26 | t16 | 0 | -1.4211e-14 | 0 | 0
j24 | j26 | t17 | 0 | 1.2434e-14 | 0 | 0
j24 | j26 | t18 | 0 | -8.4446e-15 | 0 | 0
j24 | j26 | t19 | 0 | -1.3843e-15 | 0 | 0
j24 | j26 | t20 | 0 | -4.4563e-15 | 0 | 0
j24 | j26 | t21 | 0 | -1.2434e-14 | 0 | 0
j24 | j26 | t22 | 0 | 1.0917e-14 | 0 | 0
j24 | j26 | t23 | 0 | 2.6645e-14 | 0 | 0
j24 | j26 | t24 | 0 | 0 | 0 | 0
j24 | r14 | t1 | 0 | 2.2387e-15 | 0 | 0
j24 | r14 | t2 | 0 | 0 | 0 | 0
j24 | r14 | t3 | 0 | 0 | 0 | 0
j24 | r14 | t4 | 0 | 0 | 0 | 0
j24 | r14 | t5 | 0 | 0 | 0 | 0
j24 | r14 | t6 | 0 | 0 | 0 | 0
j24 | r14 | t7 | 0 | -6.0458e-10 | 0 | 0
j24 | r14 | t8 | 0 | -1.2409e-09 | 0 | 0
j24 | r14 | t9 | 0 | 0 | 0 | 0
j24 | r14 | t10 | 0 | 0 | 0 | 0
j24 | r14 | t11 | 0 | 0 | 0 | 0
j24 | r14 | t12 | 0 | 0 | 0 | 0
j24 | r14 | t13 | 0 | 0 | 0 | 0
j24 | r14 | t14 | 0 | 0 | 0 | 0
j24 | r14 | t15 | 0 | 0 | 0 | 0
j24 | r14 | t16 | 0 | 0 | 0 | 0
j24 | r14 | t17 | 0 | 0 | 0 | 0
j24 | r14 | t18 | 0 | 0 | 0 | 0
j24 | r14 | t19 | 0 | 0 | 0 | 0
j24 | r14 | t20 | 0 | 0 | 0 | 0
j24 | r14 | t21 | 0 | 0 | 0 | 0
j24 | r14 | t22 | 0 | 2.5145e-10 | 0 | 0
j24 | r14 | t23 | 0 | 0 | 0 | 0
j24 | r14 | t24 | 0 | 3.614e-15 | 0 | 0
j26 | j27 | t1 | 0 | 6.6613e-15 | 0 | 0
j26 | j27 | t2 | 0 | -1.0932e-09 | 0 | 0
j26 | j27 | t3 | 0 | 0 | 0 | 0
j26 | j27 | t4 | 0 | -7.2234e-15 | 0 | 0
j26 | j27 | t5 | 0 | -1.0509e-09 | 0 | 0
j26 | j27 | t6 | 0 | 0 | 0 | 0
j26 | j27 | t7 | 0 | 1.2383e-15 | 0 | 0
j26 | j27 | t8 | 0 | -3.0052e-12 | 0 | 0.00025821
j26 | j27 | t9 | 0 | 2.3828e-10 | 0 | 0
j26 | j27 | t10 | 0 | 0 | 0 | 0
j26 | j27 | t11 | 0 | 0 | 0 | 0
j26 | j27 | t12 | 0 | -6.6613e-15 | 0 | 0
j26 | j27 | t13 | 0 | -5.8455e-13 | 0 | 0
j26 | j27 | t14 | 0 | 7.9936e-15 | 0 | 0
j26 | j27 | t15 | 0 | 4.7988e-11 | 0 | 0
j26 | j27 | t16 | 0 | 0 | 0 | 0
j26 | j27 | t17 | 0 | -2.3037e-15 | 0 | 0
j26 | j27 | t18 | 0 | 1.2758e-14 | 0 | 0
j26 | j27 | t19 | 0 | -6.8084e-15 | 0 | 0
j26 | j27 | t20 | 0 | 0 | 0 | 0
j26 | j27 | t21 | 0 | 0 | 0 | 0
j26 | j27 | t22 | 0 | 3.7639e-15 | 0 | 0
j26 | j27 | t23 | 0 | -1.5099e-14 | 0 | 0
j26 | j27 | t24 | 0 | 7.374e-15 | 0 | 0
j26 | j30 | t1 | 0 | -2.2553e-11 | 0 | 0
j26 | j30 | t2 | 0 | -3.3065e-09 | 0 | 0
j26 | j30 | t3 | 0 | 0 | 0 | 0
j26 | j30 | t4 | 0 | -1.4211e-14 | 0 | 0
j26 | j30 | t5 | 0 | -1.4315e-09 | 0 | 0
j26 | j30 | t6 | 0 | 2.0417e-15 | 0 | 0
j26 | j30 | t7 | 0 | 1.448e-10 | 0 | 3.7282e-05
j26 | j30 | t8 | 0 | -7.3567e-10 | 0 | 0
j26 | j30 | t9 | 0 | 0 | 0 | 0
j26 | j30 | t10 | 0 | -1.0658e-14 | 0 | 0
j26 | j30 | t11 | 0 | 0 | 0 | 0
j26 | j30 | t12 | 0 | 0 | 0 | 0
j26 | j30 | t13 | 0 | 7.1054e-15 | 0 | 0
j26 | j30 | t14 | 0 | 0 | 0 | 0
j26 | j30 | t15 | 0 | 0 | 0 | 0
j26 | j30 | t16 | 0 | 8.8818e-15 | 0 | 0
j26 | j30 | t17 | 0 | -1.7764e-15 | 0 | 0
j26 | j30 | t18 | 0 | 0 | 0 | 0
j26 | j30 | t19 | 0 | 0 | 0 | 0
j26 | j30 | t20 | 0 | 2.297e-15 | 0 | 0
j26 | j30 | t21 | 0 | 7.1054e-15 | 0 | 0
j26 | j30 | t22 | 0 | -1.1229e-14 | 0 | 0
j26 | j30 | t23 | 0 | 4.1217e-15 | 0 | 0
j26 | j30 | t24 | 0 | -1.2106e-14 | 0 | 0
j27 | r16 | t1 | 0 | 7.2405e-15 | 0 | 0
j27 | r16 | t2 | 0 | 2.7864e-15 | 0 | 0
j27 | r16 | t3 | 0 | 5.967e-13 | 0 | 0
j27 | r16 | t4 | 0 | 0 | 0 | 0
j27 | r16 | t5 | 0 | 0 | 0 | 0
j27 | r16 | t6 | 0 | 6.1107e-13 | 0 | 0
j27 | r16 | t7 | 0 | 2.8318e-15 | 0 | 0
j27 | r16 | t8 | 0 | 0 | 0 | 0
j27 | r16 | t9 | 0 | 0 | 0 | 0
j27 | r16 | t10 | 0 | 0 | 0 | 0
j27 | r16 | t11 | 0 | 0 | 0 | 0
j27 | r16 | t12 | 0 | -1.2549e-14 | 0 | 0
j27 | r16 | t13 | 0 | 0 | 0 | 0
j27 | r16 | t14 | 0 | 0 | 0 | 0
j27 | r16 | t15 | 0 | 0 | 0 | 0
j27 | r16 | t16 | 0 | 0 | 0 | 0
j27 | r16 | t17 | 0 | 0 | 0 | 0
j27 | r16 | t18 | 0 | 2.0739e-15 | 0 | 0
j27 | r16 | t19 | 0 | 0 | 0 | 0
j27 | r16 | t20 | 0 | 0 | 0 | 0
j27 | r16 | t21 | 0 | 0 | 0 | 0
j27 | r16 | t22 | 0 | 0 | 0 | 0
j27 | r16 | t23 | 0 | 0 | 0 | 0
j27 | r16 | t24 | 0 | 0 | 0 | 0
j27 | r161 | t1 | 0 | 1.1546e-14 | 0 | 0
j27 | r161 | t2 | 0 | -1.6991e-08 | 0 | 0
j27 | r161 | t3 | 0 | 3.9922e-11 | 0 | 0
j27 | r161 | t4 | 0 | -1.3767e-14 | 0 | 0
j27 | r161 | t5 | 0 | -1.6334e-08 | 0 | 0
j27 | r161 | t6 | 0 | 5.2591e-11 | 0 | 0
j27 | r161 | t7 | 0 | 6.4914e-15 | 0 | 0
j27 | r161 | t8 | 0 | -4.6789e-11 | 0 | 0.00025821
j27 | r161 | t9 | 0 | 3.7033e-09 | 0 | 0
j27 | r161 | t10 | 0 | 0 | 0 | 0
j27 | r161 | t11 | 0 | 0 | 0 | 0
j27 | r161 | t12 | 0 | -7.1054e-15 | 0 | 0
j27 | r161 | t13 | 0 | -9.3141e-12 | 0 | 0
j27 | r161 | t14 | 0 | 0 | 0 | 0
j27 | r161 | t15 | 0 | 7.4554e-10 | 0 | 0
j27 | r161 | t16 | 0 | 0 | 0 | 0
j27 | r161 | t17 | 0 | -1.7764e-15 | 0 | 0
j27 | r161 | t18 | 0 | -9.2704e-15 | 0 | 0
j27 | r161 | t19 | 0 | 4.5727e-15 | 0 | 0
j27 | r161 | t20 | 0 | 0 | 0 | 0
j27 | r161 | t21 | 0 | 1.9096e-14 | 0 | 0
j27 | r161 | t22 | 0 | 3.0843e-15 | 0 | 0
j27 | r161 | t23 | 0 | 0 | 0 | 0
j27 | r161 | t24 | 0 | -4.0298e-15 | 0 | 0
j30 | r15 | t1 | 0 | 8.5487e-15 | 0 | 0
j30 | r15 | t2 | 0 | -7.4101e-09 | 0 | 0
j30 | r15 | t3 | 0 | 0 | 0 | 0
j30 | r15 | t4 | 0 | 6.447e-11 | 0 | 0
j30 | r15 | t5 | 0 | -6.0164e-09 | 0 | 0
j30 | r15 | t6 | 0 | 0 | 0 | 0
j30 | r15 | t7 | 0 | 2.3415e-10 | 0 | 3.7282e-05
j30 | r15 | t8 | 0 | 1.0062e-09 | 0 | 0
j30 | r15 | t9 | 0 | 0 | 0 | 0
j30 | r15 | t10 | 0 | 0 | 0 | 0
j30 | r15 | t11 | 0 | 0 | 0 | 0
j30 | r15 | t12 | 0 | 0 | 0 | 0
j30 | r15 | t13 | 0 | 0 | 0 | 0
j30 | r15 | t14 | 0 | 0 | 0 | 0
j30 | r15 | t15 | 0 | 0 | 0 | 0
j30 | r15 | t16 | 0 | 3.9968e-15 | 0 | 0
j30 | r15 | t17 | 0 | 0 | 0 | 0
j30 | r15 | t18 | 0 | 0 | 0 | 0
j30 | r15 | t19 | 0 | 0 | 0 | 0
j30 | r15 | t20 | 0 | 0 | 0 | 0
j30 | r15 | t21 | 0 | 0 | 0 | 0
j30 | r15 | t22 | 0 | 0 | 0 | 0
j30 | r15 | t23 | 0 | 0 | 0 | 0
j30 | r15 | t24 | 0 | -4.3819e-15 | 0 | 0
j30 | r151 | t1 | 0 | -5.1882e-11 | 0 | 0
j30 | r151 | t2 | 0 | -5.1872e-11 | 0 | 0
j30 | r151 | t3 | 0 | -2.5813e-15 | 0 | 0
j30 | r151 | t4 | 0 | 2.5468e-10 | 0 | 0
j30 | r151 | t5 | 0 | -8.5269e-10 | 0 | 0
j30 | r151 | t6 | 0 | -4.342e-15 | 0 | 0
j30 | r151 | t7 | 0 | 1.2669e-09 | 0 | 0
j30 | r151 | t8 | 0 | 6.2103e-15 | 0 | 0
j30 | r151 | t9 | 0 | 0 | 0 | 0
j30 | r151 | t10 | 0 | -3.5527e-15 | 0 | 0
j30 | r151 | t11 | 0 | 7.1054e-15 | 0 | 0
j30 | r151 | t12 | 0 | 0 | 0 | 0
j30 | r151 | t13 | 0 | 1.4211e-14 | 0 | 0
j30 | r151 | t14 | 0 | 0 | 0 | 0
j30 | r151 | t15 | 0 | 0 | 0 | 0
j30 | r151 | t16 | 0 | -3.5527e-15 | 0 | 0
j30 | r151 | t17 | 0 | -3.5527e-15 | 0 | 0
j30 | r151 | t18 | 0 | 0 | 0 | 0
j30 | r151 | t19 | 0 | 0 | 0 | 0
j30 | r151 | t20 | 0 | 3.0571e-15 | 0 | 0
j30 | r151 | t21 | 0 | -1.4211e-14 | 0 | 0
j30 | r151 | t22 | 0 | -7.4207e-15 | 0 | 0
j30 | r151 | t23 | 0 | -1.2192e-14 | 0 | 0
j30 | r151 | t24 | 0 | 9.9898e-15 | 0 | 0
j2 | j3 | t1 | 0 | 7.7449e-13 | 0 | 0.0021131
j2 | j3 | t2 | 0 | 3.23e-11 | 0 | 0
j2 | j3 | t3 | 0 | 3.5398e-15 | 0 | 0
j2 | j3 | t4 | 0 | -9.6423e-10 | 0 | 0
j2 | j3 | t5 | 0 | -6.2888e-10 | 0 | 0.0012028
j2 | j3 | t6 | 0 | 1.0658e-14 | 0 | 0.00083899
j2 | j3 | t7 | 0 | -4.6896e-13 | 0 | 0.0040962
j2 | j3 | t8 | 0 | 4.2633e-14 | 0 | 0.0043013
j2 | j3 | t9 | 0 | 1.4645e-09 | 0 | 0
j2 | j3 | t10 | 0 | 9.1031e-10 | 0 | 0
j2 | j3 | t11 | 0 | 0 | 0 | 0
j2 | j3 | t12 | 0 | 6.6613e-15 | 0 | 0
j2 | j3 | t13 | 0 | 0 | 0 | 0
j2 | j3 | t14 | 0 | 0 | 0 | 0
j2 | j3 | t15 | 0 | 0 | 0 | 0
j2 | j3 | t16 | 0 | 0 | 0 | 0
j2 | j3 | t17 | 0 | -9.8928e-15 | 0 | 0
j2 | j3 | t18 | 0 | 1.8967e-10 | 0 | 0
j2 | j3 | t19 | 0 | 0 | 0 | 0
j2 | j3 | t20 | 0 | 0 | 0 | 0
j2 | j3 | t21 | 0 | 0 | 0 | 0
j2 | j3 | t22 | 0 | -2.2076e-11 | 0 | 0
j2 | j3 | t23 | 0 | 0 | 0 | 0
j2 | j3 | t24 | 0 | -2.1892e-15 | 0 | 0
j2 | j6 | t1 | 0 | 1.0303e-13 | 0 | 0.011013
j2 | j6 | t2 | 0 | 4.551e-12 | 0 | 0.0061358
j2 | j6 | t3 | 0 | 8.3844e-13 | 0 | 0.0066886
j2 | j6 | t4 | 0 | -1.3576e-10 | 0 | 0.0067503
j2 | j6 | t5 | 0 | -1.4637e-12 | 0 | 0.0051835
j2 | j6 | t6 | 0 | 8.5016e-12 | 0 | 0.0049714
j2 | j6 | t7 | 0 | -8.4377e-12 | 0 | 0.0056079
j2 | j6 | t8 | 0 | 1.7764e-15 | 0 | 0.0054972
j2 | j6 | t9 | 0 | -1.0596e-12 | 0 | 0
j2 | j6 | t10 | 0 | 1.2816e-10 | 0 | 0
j2 | j6 | t11 | 0 | 1.7549e-10 | 0 | 0
j2 | j6 | t12 | 0 | -1.7764e-15 | 0 | 0
j2 | j6 | t13 | 0 | 0 | 0 | 0
j2 | j6 | t14 | 0 | 1.2809e-14 | 0 | 0
j2 | j6 | t15 | 0 | 5.1903e-15 | 0 | 0
j2 | j6 | t16 | 0 | 0 | 0 | 0
j2 | j6 | t17 | 0 | -2.2871e-14 | 0 | 0
j2 | j6 | t18 | 0 | 6.648e-12 | 0 | 0
j2 | j6 | t19 | 0 | 8.8818e-15 | 0 | 0
j2 | j6 | t20 | 0 | 0 | 0 | 0
j2 | j6 | t21 | 0 | 5.3291e-15 | 0 | 0
j2 | j6 | t22 | 0 | -3.1184e-12 | 0 | 0
j2 | j6 | t23 | 0 | 2.5757e-14 | 0 | 0
j2 | j6 | t24 | 0 | 0 | 0 | 0
j3 | r17 | t1 | 0 | -4.7717e-13 | 0 | 0.0021131
j3 | r17 | t2 | 0 | 1.92e-12 | 0 | 0
j3 | r17 | t3 | 0 | -8.3709e-11 | 0 | 0
j3 | r17 | t4 | 0 | 5.9342e-15 | 0 | 0
j3 | r17 | t5 | 0 | -4.3615e-11 | 0 | 0
j3 | r17 | t6 | 0 | 0 | 0 | 0
j3 | r17 | t7 | 0 | -2.7978e-14 | 0 | 0.0040321
j3 | r17 | t8 | 0 | 1.8674e-13 | 0 | 0.0043013
j3 | r17 | t9 | 0 | 7.023e-13 | 0 | 0
j3 | r17 | t10 | 0 | 0 | 0 | 0
j3 | r17 | t11 | 0 | 0 | 0 | 0
j3 | r17 | t12 | 0 | 0 | 0 | 0
j3 | r17 | t13 | 0 | 0 | 0 | 0
j3 | r17 | t14 | 0 | 0 | 0 | 0
j3 | r17 | t15 | 0 | 0 | 0 | 0
j3 | r17 | t16 | 0 | 0 | 0 | 0
j3 | r17 | t17 | 0 | 0 | 0 | 0
j3 | r17 | t18 | 0 | 1.1349e-11 | 0 | 0
j3 | r17 | t19 | 0 | 5.2221e-15 | 0 | 0
j3 | r17 | t20 | 0 | 0 | 0 | 0
j3 | r17 | t21 | 0 | 0 | 0 | 0
j3 | r17 | t22 | 0 | -1.3047e-12 | 0 | 0
j3 | r17 | t23 | 0 | 0 | 0 | 0
j3 | r17 | t24 | 0 | -1.1342e-14 | 0 | 0
j3 | r171 | t1 | 0 | 0 | 0 | 0
j3 | r171 | t2 | 0 | -3.6053e-11 | 0 | 0
j3 | r171 | t3 | 0 | -1.8592e-08 | 0 | 0
j3 | r171 | t4 | 0 | -4.8372e-09 | 0 | 0
j3 | r171 | t5 | 0 | -4.7443e-11 | 0 | 0.0012028
j3 | r171 | t6 | 0 | 2.4158e-13 | 0 | 0.00083899
j3 | r171 | t7 | 0 | -2.8422e-14 | 0 | 6.4148e-05
j3 | r171 | t8 | 0 | 4.9406e-11 | 0 | 0
j3 | r171 | t9 | 0 | 1.2254e-08 | 0 | 0
j3 | r171 | t10 | 0 | 1.2764e-08 | 0 | 0
j3 | r171 | t11 | 0 | 0 | 0 | 0
j3 | r171 | t12 | 0 | -7.1054e-15 | 0 | 0
j3 | r171 | t13 | 0 | 0 | 0 | 0
j3 | r171 | t14 | 0 | 0 | 0 | 0
j3 | r171 | t15 | 0 | 0 | 0 | 0
j3 | r171 | t16 | 0 | 0 | 0 | 0
j3 | r171 | t17 | 0 | 3.4967e-15 | 0 | 0
j3 | r171 | t18 | 0 | 0 | 0 | 0
j3 | r171 | t19 | 0 | 0 | 0 | 0
j3 | r171 | t20 | 0 | 0 | 0 | 0
j3 | r171 | t21 | 0 | 0 | 0 | 0
j3 | r171 | t22 | 0 | 0 | 0 | 0
j3 | r171 | t23 | 0 | 0 | 0 | 0
j3 | r171 | t24 | 0 | 0 | 0 | 0
j6 | j7 | t1 | 0 | 4.7962e-14 | 0 | 0.0046451
j6 | j7 | t2 | 0 | 4.5741e-14 | 0 | 0.0021169
j6 | j7 | t3 | 0 | 2.4354e-12 | 0 | 0.0023332
j6 | j7 | t4 | 0 | 1.7675e-12 | 0 | 0.0023223
j6 | j7 | t5 | 0 | -6.8212e-13 | 0 | 0.0040038
j6 | j7 | t6 | 0 | 8.9928e-13 | 0 | 0.0017084
j6 | j7 | t7 | 0 | 1.3261e-12 | 0 | 0.0018741
j6 | j7 | t8 | 0 | -2.6201e-14 | 0 | 0.0018283
j6 | j7 | t9 | 0 | 0 | 0 | 0
j6 | j7 | t10 | 0 | 2.923e-10 | 0 | 0
j6 | j7 | t11 | 0 | 2.7558e-10 | 0 | 0
j6 | j7 | t12 | 0 | 0 | 0 | 0
j6 | j7 | t13 | 0 | 0 | 0 | 0
j6 | j7 | t14 | 0 | -6.3005e-15 | 0 | 0
j6 | j7 | t15 | 0 | -2.276e-15 | 0 | 0
j6 | j7 | t16 | 0 | 0 | 0 | 0
j6 | j7 | t17 | 0 | 0 | 0 | 0
j6 | j7 | t18 | 0 | 1.0489e-14 | 0 | 0
j6 | j7 | t19 | 0 | 0 | 0 | 0
j6 | j7 | t20 | 0 | 0 | 0 | 0
j6 | j7 | t21 | 0 | 0 | 0 | 0
j6 | j7 | t22 | 0 | 1.2434e-14 | 0 | 0
j6 | j7 | t23 | 0 | 0 | 0 | 0
j6 | j7 | t24 | 0 | 0 | 0 | 0
j6 | j10 | t1 | 0 | 6.0396e-14 | 0 | 0.0063677
j6 | j10 | t2 | 0 | 2.1462e-11 | 0 | 0.0040189
j6 | j10 | t3 | 0 | 5.1337e-13 | 0 | 0.0043553
j6 | j10 | t4 | 0 | -5.7879e-10 | 0 | 0.004428
j6 | j10 | t5 | 0 | -1.1458e-12 | 0 | 0.0011797
j6 | j10 | t6 | 0 | 7.1225e-11 | 0 | 0.003263
j6 | j10 | t7 | 0 | -1.7598e-11 | 0 | 0.0037337
j6 | j10 | t8 | 0 | 4.3343e-13 | 0 | 0.0036689
j6 | j10 | t9 | 0 | -4.2739e-12 | 0 | 0
j6 | j10 | t10 | 0 | 2.1062e-11 | 0 | 0
j6 | j10 | t11 | 0 | 0 | 0 | 0
j6 | j10 | t12 | 0 | 0 | 0 | 0
j6 | j10 | t13 | 0 | 0 | 0 | 0
j6 | j10 | t14 | 0 | 0 | 0 | 0
j6 | j10 | t15 | 0 | 0 | 0 | 0
j6 | j10 | t16 | 0 | 0 | 0 | 0
j6 | j10 | t17 | 0 | 2.6645e-14 | 0 | 0
j6 | j10 | t18 | 0 | 2.6631e-11 | 0 | 0
j6 | j10 | t19 | 0 | 1.954e-14 | 0 | 0
j6 | j10 | t20 | 0 | 0 | 0 | 0
j6 | j10 | t21 | 0 | 1.2434e-14 | 0 | 0
j6 | j10 | t22 | 0 | -1.2422e-11 | 0 | 0
j6 | j10 | t23 | 0 | -7.1054e-15 | 0 | 0
j6 | j10 | t24 | 0 | 0 | 0 | 0
j7 | r19 | t1 | 0 | 3.5527e-14 | 0 | 0.002818
j7 | r19 | t2 | 0 | 6.1817e-13 | 0 | 0.0021169
j7 | r19 | t3 | 0 | 4.4089e-12 | 0 | 0.0023332
j7 | r19 | t4 | 0 | -8.9514e-11 | 0 | 0.0023223
j7 | r19 | t5 | 0 | -2.2382e-13 | 0 | 0.0026156
j7 | r19 | t6 | 0 | 1.3287e-12 | 0 | 0.0017084
j7 | r19 | t7 | 0 | -6.9704e-12 | 0 | 0.0018741
j7 | r19 | t8 | 0 | -1.4921e-13 | 0 | 0.0018283
j7 | r19 | t9 | 0 | 0 | 0 | 0
j7 | r19 | t10 | 0 | 3.5626e-09 | 0 | 0
j7 | r19 | t11 | 0 | 3.3584e-09 | 0 | 0
j7 | r19 | t12 | 0 | 0 | 0 | 0
j7 | r19 | t13 | 0 | 0 | 0 | 0
j7 | r19 | t14 | 0 | 1.5099e-14 | 0 | 0
j7 | r19 | t15 | 0 | -1.3989e-14 | 0 | 0
j7 | r19 | t16 | 0 | 0 | 0 | 0
j7 | r19 | t17 | 0 | 0 | 0 | 0
j7 | r19 | t18 | 0 | 0 | 0 | 0
j7 | r19 | t19 | 0 | -4.2633e-14 | 0 | 0
j7 | r19 | t20 | 0 | 0 | 0 | 0
j7 | r19 | t21 | 0 | 0 | 0 | 0
j7 | r19 | t22 | 0 | 7.1054e-15 | 0 | 0
j7 | r19 | t23 | 0 | 0 | 0 | 0
j7 | r19 | t24 | 0 | 0 | 0 | 0
j7 | r191 | t1 | 0 | 6.0396e-14 | 0 | 0.0018271
j7 | r191 | t2 | 0 | 6.5702e-15 | 0 | 0
j7 | r191 | t3 | 0 | 6.9011e-12 | 0 | 0
j7 | r191 | t4 | 0 | 1.7764e-15 | 0 | 0
j7 | r191 | t5 | 0 | -6.6791e-13 | 0 | 0.0013882
j7 | r191 | t6 | 0 | -3.652e-13 | 0 | 0
j7 | r191 | t7 | 0 | -2.8311e-15 | 0 | 0
j7 | r191 | t8 | 0 | -2.1385e-13 | 0 | 0
j7 | r191 | t9 | 0 | 0 | 0 | 0
j7 | r191 | t10 | 0 | 0 | 0 | 0
j7 | r191 | t11 | 0 | 4.4409e-15 | 0 | 0
j7 | r191 | t12 | 0 | -4.4409e-15 | 0 | 0
j7 | r191 | t13 | 0 | 0 | 0 | 0
j7 | r191 | t14 | 0 | 0 | 0 | 0
j7 | r191 | t15 | 0 | 0 | 0 | 0
j7 | r191 | t16 | 0 | 0 | 0 | 0
j7 | r191 | t17 | 0 | 0 | 0 | 0
j7 | r191 | t18 | 0 | 0 | 0 | 0
j7 | r191 | t19 | 0 | 0 | 0 | 0
j7 | r191 | t20 | 0 | 0 | 0 | 0
j7 | r191 | t21 | 0 | 0 | 0 | 0
j7 | r191 | t22 | 0 | 3.3307e-15 | 0 | 0
j7 | r191 | t23 | 0 | 0 | 0 | 0
j7 | r191 | t24 | 0 | 0 | 0 | 0
j10 | r18 | t1 | 0 | 1.4211e-14 | 0 | 0.00015595
j10 | r18 | t2 | 0 | 0 | 0 | 0
j10 | r18 | t3 | 0 | 6.1664e-14 | 0 | 0
j10 | r18 | t4 | 0 | -2.5063e-08 | 0 | 0
j10 | r18 | t5 | 0 | -1.4875e-11 | 0 | 0.0011797
j10 | r18 | t6 | 0 | -1.3761e-09 | 0 | 0
j10 | r18 | t7 | 0 | -2.313e-09 | 0 | 0
j10 | r18 | t8 | 0 | 0 | 0 | 0
j10 | r18 | t9 | 0 | 0 | 0 | 0
j10 | r18 | t10 | 0 | 4.2633e-14 | 0 | 0
j10 | r18 | t11 | 0 | 0 | 0 | 0
j10 | r18 | t12 | 0 | 0 | 0 | 0
j10 | r18 | t13 | 0 | 0 | 0 | 0
j10 | r18 | t14 | 0 | 0 | 0 | 0
j10 | r18 | t15 | 0 | 0 | 0 | 0
j10 | r18 | t16 | 0 | 0 | 0 | 0
j10 | r18 | t17 | 0 | -1.4211e-14 | 0 | 0
j10 | r18 | t18 | 0 | 0 | 0 | 0
j10 | r18 | t19 | 0 | 0 | 0 | 0
j10 | r18 | t20 | 0 | 0 | 0 | 0
j10 | r18 | t21 | 0 | 0 | 0 | 0
j10 | r18 | t22 | 0 | 0 | 0 | 0
j10 | r18 | t23 | 0 | 0 | 0 | 0
j10 | r18 | t24 | 0 | 0 | 0 | 0
j10 | r181 | t1 | 0 | 4.0856e-14 | 0 | 0.0062117
j10 | r181 | t2 | 0 | -2.8836e-11 | 0 | 0.0040189
j10 | r181 | t3 | 0 | 5.3291e-13 | 0 | 0.0043553
j10 | r181 | t4 | 0 | -5.7335e-11 | 0 | 0.004428
j10 | r181 | t5 | 0 | -6.4642e-15 | 0 | 0
j10 | r181 | t6 | 0 | -1.499e-10 | 0 | 0.003263
j10 | r181 | t7 | 0 | -7.4166e-11 | 0 | 0.0037337
j10 | r181 | t8 | 0 | -4.0323e-13 | 0 | 0.0036689
j10 | r181 | t9 | 0 | -3.8263e-12 | 0 | 0
j10 | r181 | t10 | 0 | 1.893e-11 | 0 | 0
j10 | r181 | t11 | 0 | 0 | 0 | 0
j10 | r181 | t12 | 0 | 0 | 0 | 0
j10 | r181 | t13 | 0 | 0 | 0 | 0
j10 | r181 | t14 | 0 | 0 | 0 | 0
j10 | r181 | t15 | 0 | 0 | 0 | 0
j10 | r181 | t16 | 0 | 0 | 0 | 0
j10 | r181 | t17 | 0 | 1.2915e-14 | 0 | 0
j10 | r181 | t18 | 0 | 2.4013e-11 | 0 | 0
j10 | r181 | t19 | 0 | 1.2434e-14 | 0 | 0
j10 | r181 | t20 | 0 | 0 | 0 | 0
j10 | r181 | t21 | 0 | -1.0658e-14 | 0 | 0
j10 | r181 | t22 | 0 | -1.1197e-11 | 0 | 0
j10 | r181 | t23 | 0 | -1.7764e-14 | 0 | 0
j10 | r181 | t24 | 0 | 0 | 0 | 0

## phi
TOC
phi | (parameter) | quadratic fit of the pressure loss (m) on the flow (m^3.h^-1) for each pipe
n | n | degree | Value
s | j39 | 1 | 8.57e-05
s | j39 | 2 | 5.9e-06
j39 | j14 | 1 | 0.0003698
j39 | j14 | 2 | 2.93e-05
j39 | j2 | 1 | 0.0002223
j39 | j2 | 2 | 2.51e-05
j14 | j16 | 1 | 0.0003194
j14 | j16 | 2 | 2.53e-05
j14 | r12 | 1 | 0.017434
j14 | r12 | 2 | 0.0072579
j16 | j17 | 1 | 0.0008626
j16 | j17 | 2 | 9.76e-05
j16 | j24 | 1 | 4.2e-06
j16 | j24 | 2 | 6e-07
j17 | j19 | 1 | 0.0014965
j17 | j19 | 2 | 0.0002801
j17 | r13 | 1 | 0.093079
j17 | r13 | 2 | 0.10991
j19 | j21 | 1 | 0.0029922
j19 | j21 | 2 | 0.00056
j19 | r132 | 1 | 0.0025549
j19 | r132 | 2 | 0.0006719
j21 | r133 | 1 | 0.0008234
j21 | r133 | 2 | 0.0001541
j21 | r134 | 1 | 0.00202
j21 | r134 | 2 | 0.000378
j24 | j26 | 1 | 0.0017189
j24 | j26 | 2 | 0.0002442
j24 | r14 | 1 | 0.0005116
j24 | r14 | 2 | 0.0006042
j26 | j27 | 1 | 0.0006496
j26 | j27 | 2 | 9.22e-05
j26 | j30 | 1 | 0.0019744
j26 | j30 | 2 | 0.0002805
j27 | r16 | 1 | 3.86e-05
j27 | r16 | 2 | 5.5e-06
j27 | r161 | 1 | 0.0054486
j27 | r161 | 2 | 0.001433
j30 | r15 | 1 | 0.00192
j30 | r15 | 2 | 0.0005049
j30 | r151 | 1 | 0.0024562
j30 | r151 | 2 | 0.000646
j2 | j3 | 1 | 0.0014572
j2 | j3 | 2 | 0.0006066
j2 | j6 | 1 | 0.0007548
j2 | j6 | 2 | 8.54e-05
j3 | r17 | 1 | 0.0001379
j3 | r17 | 2 | 3.63e-05
j3 | r171 | 1 | 0.01937
j3 | r171 | 2 | 0.0080641
j6 | j7 | 1 | 0.001186
j6 | j7 | 2 | 0.0001341
j6 | j10 | 1 | 0.0024063
j6 | j10 | 2 | 0.0003418
j7 | r19 | 1 | 0.0062146
j7 | r19 | 2 | 0.0016344
j7 | r191 | 1 | 0.001725
j7 | r191 | 2 | 0.0001951
j10 | r18 | 1 | 0.010656
j10 | r18 | 2 | 0.0044362
j10 | r181 | 1 | 0.001646
j10 | r181 | 2 | 0.0003081

## Ppompe
TOC
Ppompe | (variable) | Puissance Ã©lectrique de la pompe (k) Ã (t) en (kW)
c | d | t | Lowerbound | Value | Upperbound | Marginal
small | p1 | t1 | 0 | 35.6483 | INF | 0
small | p1 | t2 | 0 | 35.6483 | INF | 0
small | p1 | t3 | 0 | 38.9648 | INF | 0
small | p1 | t4 | 0 | 39.2247 | INF | 0
small | p1 | t5 | 0 | 42.7392 | INF | 0
small | p1 | t6 | 0 | 36.3885 | INF | 0
small | p1 | t7 | 0 | 35.6483 | INF | 0
small | p1 | t8 | 0 | 42.3644 | INF | 0
small | p1 | t9 | 0 | 38.3895 | INF | 0
small | p1 | t10 | 0 | 35.6483 | INF | 0
small | p1 | t11 | 0 | 38.3924 | INF | 0
small | p1 | t12 | 0 | 35.6483 | INF | 0
small | p1 | t13 | 0 | 38.8026 | INF | 0
small | p1 | t14 | 0 | 41.4166 | INF | 0
small | p1 | t15 | 0 | 43.5584 | INF | 0
small | p1 | t16 | 0 | 43.7417 | INF | 0
small | p1 | t17 | 0 | 35.6483 | INF | 0
small | p1 | t18 | 0 | 35.6483 | INF | 0
small | p1 | t19 | 0 | 35.6483 | INF | 0
small | p1 | t20 | 0 | 44.2424 | INF | 0
small | p1 | t21 | 0 | 44.0909 | INF | 0
small | p1 | t22 | 0 | 44.4481 | INF | 0
small | p1 | t23 | 0 | 35.6483 | INF | 0
small | p1 | t24 | 0 | 50.7896 | INF | 0
small | p2 | t1 | 0 | 35.6483 | INF | 0
small | p2 | t2 | 0 | 35.6483 | INF | 0
small | p2 | t3 | 0 | 38.9648 | INF | 0
small | p2 | t4 | 0 | 39.2247 | INF | 0
small | p2 | t5 | 0 | 42.7392 | INF | 0
small | p2 | t6 | 0 | 36.6339 | INF | 0
small | p2 | t7 | 0 | 35.6483 | INF | 0
small | p2 | t8 | 0 | 42.3644 | INF | 0
small | p2 | t9 | 0 | 35.6483 | INF | 0
small | p2 | t10 | 0 | 35.6483 | INF | 0
small | p2 | t11 | 0 | 35.6483 | INF | 0
small | p2 | t12 | 0 | 35.6483 | INF | 0
small | p2 | t13 | 0 | 35.6483 | INF | 0
small | p2 | t14 | 0 | 41.4166 | INF | 0
small | p2 | t15 | 0 | 43.5584 | INF | 0
small | p2 | t16 | 0 | 43.7417 | INF | 0
small | p2 | t17 | 0 | 35.6483 | INF | 0
small | p2 | t18 | 0 | 38.9262 | INF | 0
small | p2 | t19 | 0 | 35.6483 | INF | 0
small | p2 | t20 | 0 | 44.2424 | INF | 0
small | p2 | t21 | 0 | 44.0909 | INF | 0
small | p2 | t22 | 0 | 44.4481 | INF | 0
small | p2 | t23 | 0 | 36.9965 | INF | 0
small | p2 | t24 | 0 | 50.7896 | INF | 0
large | p1 | t1 | 0 | 144.7473 | INF | 0
large | p1 | t2 | 0 | 144.7482 | INF | 0
large | p1 | t3 | 0 | 145.041 | INF | 0
large | p1 | t4 | 0 | 145.0851 | INF | 0
large | p1 | t5 | 0 | 89.4213 | INF | 0
large | p1 | t6 | 0 | 78.7678 | INF | 0
large | p1 | t7 | 0 | 144.7479 | INF | 0
large | p1 | t8 | 0 | 145.858 | INF | 0
large | p1 | t9 | 0 | 135.0667 | INF | 0
large | p1 | t10 | 0 | 138.7216 | INF | 0
large | p1 | t11 | 0 | 144.9273 | INF | 0
large | p1 | t12 | 0 | 144.7224 | INF | 0
large | p1 | t13 | 0 | 77.3794 | INF | 0
large | p1 | t14 | 0 | 131.1997 | INF | 0
large | p1 | t15 | 0 | 114.4088 | INF | 0
large | p1 | t16 | 0 | 77.3794 | INF | 0
large | p1 | t17 | 0 | 144.7224 | INF | 0
large | p1 | t18 | 0 | 145.0347 | INF | 0
large | p1 | t19 | 0 | 144.7482 | INF | 0
large | p1 | t20 | 0 | 79.9643 | INF | 0
large | p1 | t21 | 0 | 146.4678 | INF | 0
large | p1 | t22 | 0 | 146.61 | INF | 0
large | p1 | t23 | 0 | 144.7792 | INF | 0
large | p1 | t24 | 0 | 77.381 | INF | 0
large | p2 | t1 | 0 | 144.727 | INF | 0
large | p2 | t2 | 0 | 141.5389 | INF | 0
large | p2 | t3 | 0 | 84.0527 | INF | 0
large | p2 | t4 | 0 | 145.0851 | INF | 0
large | p2 | t5 | 0 | 145.9794 | INF | 0
large | p2 | t6 | 0 | 144.7826 | INF | 0
large | p2 | t7 | 0 | 144.7479 | INF | 0
large | p2 | t8 | 0 | 145.858 | INF | 0
large | p2 | t9 | 0 | 136.3457 | INF | 0
large | p2 | t10 | 0 | 77.3794 | INF | 0
large | p2 | t11 | 0 | 140.4775 | INF | 0
large | p2 | t12 | 0 | 144.7224 | INF | 0
large | p2 | t13 | 0 | 85.5298 | INF | 0
large | p2 | t14 | 0 | 81.4729 | INF | 0
large | p2 | t15 | 0 | 84.4998 | INF | 0
large | p2 | t16 | 0 | 137.1296 | INF | 0
large | p2 | t17 | 0 | 77.3794 | INF | 0
large | p2 | t18 | 0 | 93.9845 | INF | 0
large | p2 | t19 | 0 | 88.569 | INF | 0
large | p2 | t20 | 0 | 79.9898 | INF | 0
large | p2 | t21 | 0 | 94.8665 | INF | 0
large | p2 | t22 | 0 | 82.6411 | INF | 0
large | p2 | t23 | 0 | 132.2008 | INF | 0
large | p2 | t24 | 0 | 77.4049 | INF | 0
large | p3 | t1 | 0 | 144.7473 | INF | 0
large | p3 | t2 | 0 | 144.7482 | INF | 0
large | p3 | t3 | 0 | 145.041 | INF | 0
large | p3 | t4 | 0 | 78.8108 | INF | 0
large | p3 | t5 | 0 | 145.9794 | INF | 0
large | p3 | t6 | 0 | 144.7826 | INF | 0
large | p3 | t7 | 0 | 144.7479 | INF | 0
large | p3 | t8 | 0 | 145.858 | INF | 0
large | p3 | t9 | 0 | 77.3794 | INF | 0
large | p3 | t10 | 0 | 138.4216 | INF | 0
large | p3 | t11 | 0 | 77.3794 | INF | 0
large | p3 | t12 | 0 | 77.3794 | INF | 0
large | p3 | t13 | 0 | 77.3794 | INF | 0
large | p3 | t14 | 0 | 81.4729 | INF | 0
large | p3 | t15 | 0 | 84.4998 | INF | 0
large | p3 | t16 | 0 | 77.3794 | INF | 0
large | p3 | t17 | 0 | 77.3794 | INF | 0
large | p3 | t18 | 0 | 85.6044 | INF | 0
large | p3 | t19 | 0 | 88.5859 | INF | 0
large | p3 | t20 | 0 | 79.9643 | INF | 0
large | p3 | t21 | 0 | 87.2829 | INF | 0
large | p3 | t22 | 0 | 88.7276 | INF | 0
large | p3 | t23 | 0 | 77.5254 | INF | 0
large | p3 | t24 | 0 | 77.381 | INF | 0
large | p4 | t1 | 0 | 133.8184 | INF | 0
large | p4 | t2 | 0 | 90.1765 | INF | 0
large | p4 | t3 | 0 | 145.041 | INF | 0
large | p4 | t4 | 0 | 145.0851 | INF | 0
large | p4 | t5 | 0 | 145.9794 | INF | 0
large | p4 | t6 | 0 | 144.7826 | INF | 0
large | p4 | t7 | 0 | 135.6729 | INF | 0
large | p4 | t8 | 0 | 80.0969 | INF | 0
large | p4 | t9 | 0 | 77.3794 | INF | 0
large | p4 | t10 | 0 | 78.0677 | INF | 0
large | p4 | t11 | 0 | 77.3794 | INF | 0
large | p4 | t12 | 0 | 77.9883 | INF | 0
large | p4 | t13 | 0 | 144.9895 | INF | 0
large | p4 | t14 | 0 | 78.5632 | INF | 0
large | p4 | t15 | 0 | 84.5508 | INF | 0
large | p4 | t16 | 0 | 77.3794 | INF | 0
large | p4 | t17 | 0 | 114.568 | INF | 0
large | p4 | t18 | 0 | 85.6098 | INF | 0
large | p4 | t19 | 0 | 119.8536 | INF | 0
large | p4 | t20 | 0 | 80.0152 | INF | 0
large | p4 | t21 | 0 | 87.3065 | INF | 0
large | p4 | t22 | 0 | 91.739 | INF | 0
large | p4 | t23 | 0 | 77.3794 | INF | 0
large | p4 | t24 | 0 | 77.3825 | INF | 0

## psi
TOC
psi | (parameter) | quadratic fit of the service pressure (m) on the flow (m^3.h^-1) for each class of pumps
c | degree | Value
small | 0 | 152.3245
small | 2 | -0.0010392
large | 0 | 178.3516
large | 2 | -0.00037

## Qmax
TOC
Qmax | (parameter) | DÃ©bit maximum
c | d | Value
small | p1 | 382.8559
small | p2 | 382.8559
large | p1 | 694.2848
large | p2 | 694.2848
large | p3 | 694.2848
large | p4 | 694.2848

## Qmin
TOC
Qmin | (parameter) | DÃ©bit minimum
c | d | Value
small | p1 | 1
small | p2 | 1
large | p1 | 1
large | p2 | 1
large | p3 | 1
large | p4 | 1

## Qpipe
TOC
Qpipe | (variable) | DÃ©bit dans le tuyau (l) Ã (t)
n | n | t | Lowerbound | Value | Upperbound | Marginal
s | j39 | t1 | 0 | 1020.1617 | INF | 0
s | j39 | t2 | 0 | 836.4945 | INF | 0
s | j39 | t3 | 0 | 855.8766 | INF | -0.0014688
s | j39 | t4 | 0 | 837.981 | INF | -0.0015451
s | j39 | t5 | 0 | 919.1209 | INF | -0.00048463
s | j39 | t6 | 0 | 811.8609 | INF | -0.0021978
s | j39 | t7 | 0 | 1027.5217 | INF | -0.0019055
s | j39 | t8 | 0 | 878.0285 | INF | -0.0017919
s | j39 | t9 | 0 | 475.042 | INF | 0
s | j39 | t10 | 0 | 488.9086 | INF | 0
s | j39 | t11 | 0 | 529.934 | INF | 0
s | j39 | t12 | 0 | 536.8458 | INF | 0.00014379
s | j39 | t13 | 0 | 316.358 | INF | 0
s | j39 | t14 | 0 | 301.6443 | INF | 9.667e-05
s | j39 | t15 | 0 | 300.6903 | INF | 9.8e-05
s | j39 | t16 | 0 | 307.3355 | INF | 0
s | j39 | t17 | 0 | 416.1878 | INF | 0
s | j39 | t18 | 0 | 414.7463 | INF | 0
s | j39 | t19 | 0 | 524.8606 | INF | 0
s | j39 | t20 | 0 | 117.9721 | INF | 0
s | j39 | t21 | 0 | 493.2081 | INF | 7.8117e-05
s | j39 | t22 | 0 | 471.8158 | INF | 0
s | j39 | t23 | 0 | 491.7038 | INF | 0
s | j39 | t24 | 0 | 131.2713 | INF | 0
j39 | j14 | t1 | 0 | 303.9966 | INF | 0
j39 | j14 | t2 | 0 | 368.7964 | INF | 0
j39 | j14 | t3 | 0 | 341.8057 | INF | 0
j39 | j14 | t4 | 0 | 319.8485 | INF | -0.0001334
j39 | j14 | t5 | 0 | 404.4611 | INF | 0
j39 | j14 | t6 | 0 | 348.0287 | INF | 0
j39 | j14 | t7 | 0 | 420.447 | INF | 0
j39 | j14 | t8 | 0 | 288.929 | INF | -0.00098943
j39 | j14 | t9 | 0 | 266.6554 | INF | 0
j39 | j14 | t10 | 0 | 299.4846 | INF | 0
j39 | j14 | t11 | 0 | 296.4361 | INF | 0
j39 | j14 | t12 | 0 | 273.2336 | INF | 0
j39 | j14 | t13 | 0 | 316.358 | INF | 0.00015316
j39 | j14 | t14 | 0 | 274.3367 | INF | 0
j39 | j14 | t15 | 0 | 272.1938 | INF | 0
j39 | j14 | t16 | 0 | 307.3355 | INF | 0
j39 | j14 | t17 | 0 | 307.1301 | INF | 0
j39 | j14 | t18 | 0 | 148.9546 | INF | 0
j39 | j14 | t19 | 0 | 163.3003 | INF | 0
j39 | j14 | t20 | 0 | 117.9721 | INF | -0.00015077
j39 | j14 | t21 | 0 | 316.5828 | INF | 0
j39 | j14 | t22 | 0 | 120.6515 | INF | 0
j39 | j14 | t23 | 0 | 285.2038 | INF | 0
j39 | j14 | t24 | 0 | 129.368 | INF | 0
j39 | j2 | t1 | 0 | 716.1652 | INF | 0
j39 | j2 | t2 | 0 | 467.6981 | INF | -0.0013916
j39 | j2 | t3 | 0 | 514.0709 | INF | 0
j39 | j2 | t4 | 0 | 518.1325 | INF | 0
j39 | j2 | t5 | 0 | 514.6598 | INF | 0
j39 | j2 | t6 | 0 | 463.8322 | INF | 0
j39 | j2 | t7 | 0 | 607.0746 | INF | 0
j39 | j2 | t8 | 0 | 589.0995 | INF | 0
j39 | j2 | t9 | 0 | 208.3866 | INF | 0
j39 | j2 | t10 | 0 | 189.4239 | INF | 0
j39 | j2 | t11 | 0 | 233.4979 | INF | 0
j39 | j2 | t12 | 0 | 263.6123 | INF | 0
j39 | j2 | t13 | 0 | 0 | INF | 2.5916e-05
j39 | j2 | t14 | 0 | 27.3076 | INF | 0
j39 | j2 | t15 | 0 | 28.4965 | INF | 0
j39 | j2 | t16 | 0 | 0 | INF | 3.833e-05
j39 | j2 | t17 | 0 | 109.0577 | INF | 0
j39 | j2 | t18 | 0 | 265.7916 | INF | 5.1296e-05
j39 | j2 | t19 | 0 | 361.5604 | INF | 6.501e-05
j39 | j2 | t20 | 0 | 0 | INF | 0
j39 | j2 | t21 | 0 | 176.6253 | INF | 0
j39 | j2 | t22 | 0 | 351.1643 | INF | 7.007e-05
j39 | j2 | t23 | 0 | 206.5 | INF | 0
j39 | j2 | t24 | 0 | 1.9032 | INF | 0
j14 | j16 | t1 | 0 | 237.749 | INF | 0
j14 | j16 | t2 | 0 | 290.0434 | INF | 0
j14 | j16 | t3 | 0 | 341.8017 | INF | 0
j14 | j16 | t4 | 0 | 319.8027 | INF | 0
j14 | j16 | t5 | 0 | 329.4974 | INF | 0
j14 | j16 | t6 | 0 | 348.0242 | INF | 0
j14 | j16 | t7 | 0 | 347.8496 | INF | 0
j14 | j16 | t8 | 0 | 277.1308 | INF | 0
j14 | j16 | t9 | 0 | 266.6554 | INF | 0
j14 | j16 | t10 | 0 | 299.4846 | INF | 0
j14 | j16 | t11 | 0 | 296.4361 | INF | 0
j14 | j16 | t12 | 0 | 273.2336 | INF | 0
j14 | j16 | t13 | 0 | 311.1354 | INF | 0
j14 | j16 | t14 | 0 | 274.3367 | INF | 1.4158e-05
j14 | j16 | t15 | 0 | 272.1938 | INF | 3.1019e-05
j14 | j16 | t16 | 0 | 307.3355 | INF | 0
j14 | j16 | t17 | 0 | 307.1301 | INF | 0
j14 | j16 | t18 | 0 | 148.9546 | INF | 0
j14 | j16 | t19 | 0 | 163.3003 | INF | 0
j14 | j16 | t20 | 0 | 117.9721 | INF | 0
j14 | j16 | t21 | 0 | 316.5828 | INF | 0
j14 | j16 | t22 | 0 | 120.6515 | INF | 0
j14 | j16 | t23 | 0 | 285.2038 | INF | 0.00015242
j14 | j16 | t24 | 0 | 129.3249 | INF | 0
j14 | r12 | t1 | 0 | 66.2476 | INF | 0
j14 | r12 | t2 | 0 | 78.753 | INF | 0
j14 | r12 | t3 | 0 | 0.0039829 | INF | 0
j14 | r12 | t4 | 0 | 0.04579 | INF | 0
j14 | r12 | t5 | 0 | 74.9637 | INF | 0
j14 | r12 | t6 | 0 | 0.0044652 | INF | 0
j14 | r12 | t7 | 0 | 72.5974 | INF | 0
j14 | r12 | t8 | 0 | 11.7982 | INF | 0
j14 | r12 | t9 | 0 | 0 | INF | 0.00046637
j14 | r12 | t10 | 0 | 0 | INF | 0.00050942
j14 | r12 | t11 | 0 | 0 | INF | 0.00017742
j14 | r12 | t12 | 0 | 0 | INF | 0.00014832
j14 | r12 | t13 | 0 | 5.2226 | INF | 7.5053e-05
j14 | r12 | t14 | 0 | 0 | INF | 0.00014347
j14 | r12 | t15 | 0 | 0 | INF | 0.00014823
j14 | r12 | t16 | 0 | 0 | INF | 0.00018629
j14 | r12 | t17 | 0 | 0 | INF | 0.00014174
j14 | r12 | t18 | 0 | 0 | INF | 0.00010139
j14 | r12 | t19 | 0 | 0 | INF | 0.00012078
j14 | r12 | t20 | 0 | 0 | INF | 0.00017756
j14 | r12 | t21 | 0 | 0 | INF | 0.00022644
j14 | r12 | t22 | 0 | 0 | INF | 0.00011132
j14 | r12 | t23 | 0 | 0 | INF | 0.00018747
j14 | r12 | t24 | 0 | 0.043174 | INF | 0
j16 | j17 | t1 | 0 | 85 | INF | 0
j16 | j17 | t2 | 0 | 87.16 | INF | 0
j16 | j17 | t3 | 0 | 107.6949 | INF | 0
j16 | j17 | t4 | 0 | 111.7168 | INF | 0
j16 | j17 | t5 | 0 | 66.2679 | INF | 0
j16 | j17 | t6 | 0 | 114.9923 | INF | 0
j16 | j17 | t7 | 0 | 37.5847 | INF | 0
j16 | j17 | t8 | 0 | 109.0889 | INF | 0
j16 | j17 | t9 | 0 | 109.7074 | INF | 0
j16 | j17 | t10 | 0 | 98.7229 | INF | 0
j16 | j17 | t11 | 0 | 96.6124 | INF | 0
j16 | j17 | t12 | 0 | 102.0513 | INF | 0
j16 | j17 | t13 | 0 | 111.4783 | INF | 0
j16 | j17 | t14 | 0 | 116.1854 | INF | 0
j16 | j17 | t15 | 0 | 115.9321 | INF | 0
j16 | j17 | t16 | 0 | 94.9186 | INF | 0
j16 | j17 | t17 | 0 | 100.779 | INF | 0
j16 | j17 | t18 | 0 | 146.7569 | INF | 0
j16 | j17 | t19 | 0 | 161.1066 | INF | 0
j16 | j17 | t20 | 0 | 117.9085 | INF | 0
j16 | j17 | t21 | 0 | 86.0446 | INF | 0
j16 | j17 | t22 | 0 | 116.5231 | INF | 0
j16 | j17 | t23 | 0 | 121.9174 | INF | 0
j16 | j17 | t24 | 0 | 127 | INF | 0
j16 | j24 | t1 | 0 | 152.749 | INF | 0
j16 | j24 | t2 | 0 | 202.8834 | INF | 0
j16 | j24 | t3 | 0 | 234.1068 | INF | -0.00046477
j16 | j24 | t4 | 0 | 208.0859 | INF | -0.00058796
j16 | j24 | t5 | 0 | 263.2295 | INF | 0
j16 | j24 | t6 | 0 | 233.0319 | INF | -0.00014243
j16 | j24 | t7 | 0 | 310.265 | INF | 0
j16 | j24 | t8 | 0 | 168.0419 | INF | -0.00017648
j16 | j24 | t9 | 0 | 156.948 | INF | 0
j16 | j24 | t10 | 0 | 200.7617 | INF | 8.0225e-05
j16 | j24 | t11 | 0 | 199.8237 | INF | 0
j16 | j24 | t12 | 0 | 171.1823 | INF | 0
j16 | j24 | t13 | 0 | 199.6571 | INF | 0
j16 | j24 | t14 | 0 | 158.1513 | INF | 0
j16 | j24 | t15 | 0 | 156.2617 | INF | 0
j16 | j24 | t16 | 0 | 212.417 | INF | 0
j16 | j24 | t17 | 0 | 206.3511 | INF | 0
j16 | j24 | t18 | 0 | 2.1977 | INF | -5.2274e-05
j16 | j24 | t19 | 0 | 2.1936 | INF | -2.799e-05
j16 | j24 | t20 | 0 | 0.063635 | INF | 0
j16 | j24 | t21 | 0 | 230.5382 | INF | 0.00022505
j16 | j24 | t22 | 0 | 4.1283 | INF | 0
j16 | j24 | t23 | 0 | 163.2865 | INF | 0
j16 | j24 | t24 | 0 | 2.3249 | INF | -0.00014695
j17 | j19 | t1 | 0 | 84.17 | INF | 0
j17 | j19 | t2 | 0 | 85.66 | INF | 0
j17 | j19 | t3 | 0 | 93.9538 | INF | 0
j17 | j19 | t4 | 0 | 111.7064 | INF | 0
j17 | j19 | t5 | 0 | 66.2679 | INF | 0
j17 | j19 | t6 | 0 | 107.9963 | INF | 0
j17 | j19 | t7 | 0 | 37.5783 | INF | 0
j17 | j19 | t8 | 0 | 109.0128 | INF | 0
j17 | j19 | t9 | 0 | 109.7074 | INF | 0
j17 | j19 | t10 | 0 | 98.7229 | INF | 0
j17 | j19 | t11 | 0 | 96.6124 | INF | 0
j17 | j19 | t12 | 0 | 102.0513 | INF | 0
j17 | j19 | t13 | 0 | 111.4783 | INF | 0
j17 | j19 | t14 | 0 | 103.4417 | INF | 0
j17 | j19 | t15 | 0 | 100.7386 | INF | 0
j17 | j19 | t16 | 0 | 94.9186 | INF | 0
j17 | j19 | t17 | 0 | 100.779 | INF | 0
j17 | j19 | t18 | 0 | 146.7569 | INF | 0
j17 | j19 | t19 | 0 | 161.1066 | INF | 0
j17 | j19 | t20 | 0 | 117.8902 | INF | 0
j17 | j19 | t21 | 0 | 86.0446 | INF | -1.9703e-05
j17 | j19 | t22 | 0 | 116.4785 | INF | 0
j17 | j19 | t23 | 0 | 121.9174 | INF | 0
j17 | j19 | t24 | 0 | 124 | INF | 0
j17 | r13 | t1 | 0 | 0.83 | INF | 0
j17 | r13 | t2 | 0 | 1.5 | INF | 0
j17 | r13 | t3 | 0 | 13.7411 | INF | 0
j17 | r13 | t4 | 0 | 0.010328 | INF | 0
j17 | r13 | t5 | 0 | 0 | INF | 0.00041234
j17 | r13 | t6 | 0 | 6.9961 | INF | 0
j17 | r13 | t7 | 0 | 0.0064268 | INF | 0
j17 | r13 | t8 | 0 | 0.076101 | INF | 0
j17 | r13 | t9 | 0 | 0 | INF | 0.00011415
j17 | r13 | t10 | 0 | 0 | INF | 0.00017447
j17 | r13 | t11 | 0 | 0 | INF | 0.00017921
j17 | r13 | t12 | 0 | 0 | INF | 0.00013512
j17 | r13 | t13 | 0 | 0 | INF | 0.00014898
j17 | r13 | t14 | 0 | 12.7436 | INF | 0
j17 | r13 | t15 | 0 | 15.1935 | INF | 0
j17 | r13 | t16 | 0 | 0 | INF | 0.00014444
j17 | r13 | t17 | 0 | 0 | INF | 0.00010457
j17 | r13 | t18 | 0 | 0 | INF | 3.4213e-05
j17 | r13 | t19 | 0 | 0 | INF | 7.7837e-05
j17 | r13 | t20 | 0 | 0.018279 | INF | 0
j17 | r13 | t21 | 0 | 0 | INF | 0.00019896
j17 | r13 | t22 | 0 | 0.044605 | INF | 0
j17 | r13 | t23 | 0 | 0 | INF | 6.8879e-05
j17 | r13 | t24 | 0 | 3 | INF | 0
j19 | j21 | t1 | 0 | 67 | INF | 0
j19 | j21 | t2 | 0 | 66.16 | INF | 0
j19 | j21 | t3 | 0 | 42.33 | INF | 0
j19 | j21 | t4 | 0 | 38.6269 | INF | 0
j19 | j21 | t5 | 0 | 29.7501 | INF | 0
j19 | j21 | t6 | 0 | 28.6231 | INF | 0
j19 | j21 | t7 | 0 | 34.5285 | INF | 0
j19 | j21 | t8 | 0 | 47.4708 | INF | 0
j19 | j21 | t9 | 0 | 98.2329 | INF | 0
j19 | j21 | t10 | 0 | 98.7229 | INF | 0
j19 | j21 | t11 | 0 | 96.6124 | INF | 0
j19 | j21 | t12 | 0 | 99.6605 | INF | 0
j19 | j21 | t13 | 0 | 88.3724 | INF | 0
j19 | j21 | t14 | 0 | 101.049 | INF | 0
j19 | j21 | t15 | 0 | 98.5105 | INF | 0
j19 | j21 | t16 | 0 | 94.8186 | INF | 0
j19 | j21 | t17 | 0 | 97.7172 | INF | 0
j19 | j21 | t18 | 0 | 93.0555 | INF | 0
j19 | j21 | t19 | 0 | 52.7174 | INF | 0
j19 | j21 | t20 | 0 | 117.7902 | INF | 0
j19 | j21 | t21 | 0 | 85.972 | INF | 0
j19 | j21 | t22 | 0 | 110.2614 | INF | 0
j19 | j21 | t23 | 0 | 82.1677 | INF | 0
j19 | j21 | t24 | 0 | 88.67 | INF | 0
j19 | r132 | t1 | 0 | 17.17 | INF | 0
j19 | r132 | t2 | 0 | 19.5 | INF | 0
j19 | r132 | t3 | 0 | 51.6238 | INF | 0
j19 | r132 | t4 | 0 | 73.0796 | INF | 0
j19 | r132 | t5 | 0 | 36.5179 | INF | 0
j19 | r132 | t6 | 0 | 79.3732 | INF | 0.0005491
j19 | r132 | t7 | 0 | 3.0498 | INF | -6.067e-05
j19 | r132 | t8 | 0 | 61.542 | INF | 0.00046598
j19 | r132 | t9 | 0 | 11.4745 | INF | 0
j19 | r132 | t10 | 0 | 0 | INF | 2.5078e-06
j19 | r132 | t11 | 0 | 0 | INF | 5.6696e-06
j19 | r132 | t12 | 0 | 2.3907 | INF | -8.9837e-06
j19 | r132 | t13 | 0 | 23.1059 | INF | 0.00013353
j19 | r132 | t14 | 0 | 2.3928 | INF | 0
j19 | r132 | t15 | 0 | 2.2281 | INF | 0
j19 | r132 | t16 | 0 | 0.1 | INF | -4.9354e-05
j19 | r132 | t17 | 0 | 3.0618 | INF | -6.0058e-05
j19 | r132 | t18 | 0 | 53.7014 | INF | 0.00014105
j19 | r132 | t19 | 0 | 108.3892 | INF | 0.00024071
j19 | r132 | t20 | 0 | 0.1 | INF | -0.000141
j19 | r132 | t21 | 0 | 0.07257 | INF | 0
j19 | r132 | t22 | 0 | 6.2171 | INF | 0
j19 | r132 | t23 | 0 | 39.7497 | INF | 0.00012334
j19 | r132 | t24 | 0 | 35.33 | INF | 0
j21 | r133 | t1 | 0 | 56.17 | INF | 0
j21 | r133 | t2 | 0 | 59.33 | INF | 0
j21 | r133 | t3 | 0 | 37.33 | INF | 0
j21 | r133 | t4 | 0 | 34.4569 | INF | 0
j21 | r133 | t5 | 0 | 26.7501 | INF | 0
j21 | r133 | t6 | 0 | 23.1231 | INF | 0
j21 | r133 | t7 | 0 | 32.5285 | INF | 0
j21 | r133 | t8 | 0 | 46.4708 | INF | 0
j21 | r133 | t9 | 0 | 89.5029 | INF | -9.0714e-05
j21 | r133 | t10 | 0 | 98.6229 | INF | 0
j21 | r133 | t11 | 0 | 83.6124 | INF | 0
j21 | r133 | t12 | 0 | 80.5565 | INF | 0
j21 | r133 | t13 | 0 | 67.4765 | INF | 0
j21 | r133 | t14 | 0 | 85.049 | INF | 0
j21 | r133 | t15 | 0 | 83.5105 | INF | 0
j21 | r133 | t16 | 0 | 81.8186 | INF | 0
j21 | r133 | t17 | 0 | 84.7172 | INF | 0
j21 | r133 | t18 | 0 | 86.5555 | INF | 0
j21 | r133 | t19 | 0 | 10.9665 | INF | -0.00052986
j21 | r133 | t20 | 0 | 117.7721 | INF | 1.4128e-05
j21 | r133 | t21 | 0 | 72.9776 | INF | 0
j21 | r133 | t22 | 0 | 110.1949 | INF | 0.00033444
j21 | r133 | t23 | 0 | 65.1677 | INF | 0
j21 | r133 | t24 | 0 | 78 | INF | 0
j21 | r134 | t1 | 0 | 10.83 | INF | 0
j21 | r134 | t2 | 0 | 6.83 | INF | 0
j21 | r134 | t3 | 0 | 5 | INF | 0
j21 | r134 | t4 | 0 | 4.17 | INF | 0
j21 | r134 | t5 | 0 | 3 | INF | 0
j21 | r134 | t6 | 0 | 5.5 | INF | 0
j21 | r134 | t7 | 0 | 2 | INF | 0
j21 | r134 | t8 | 0 | 1 | INF | 0
j21 | r134 | t9 | 0 | 8.73 | INF | 0
j21 | r134 | t10 | 0 | 0.1 | INF | -0.00019342
j21 | r134 | t11 | 0 | 13 | INF | 0
j21 | r134 | t12 | 0 | 19.1041 | INF | 0
j21 | r134 | t13 | 0 | 20.8959 | INF | -0.00015567
j21 | r134 | t14 | 0 | 16 | INF | 0
j21 | r134 | t15 | 0 | 15 | INF | 0
j21 | r134 | t16 | 0 | 13 | INF | 0
j21 | r134 | t17 | 0 | 13 | INF | 0
j21 | r134 | t18 | 0 | 6.5 | INF | 0
j21 | r134 | t19 | 0 | 41.7509 | INF | 0
j21 | r134 | t20 | 0 | 0.018086 | INF | 0
j21 | r134 | t21 | 0 | 12.9944 | INF | 0
j21 | r134 | t22 | 0 | 0.066553 | INF | 0
j21 | r134 | t23 | 0 | 17 | INF | 0
j21 | r134 | t24 | 0 | 10.67 | INF | 0
j24 | j26 | t1 | 0 | 151.499 | INF | 0
j24 | j26 | t2 | 0 | 202.8834 | INF | 0
j24 | j26 | t3 | 0 | 234.1068 | INF | 0
j24 | j26 | t4 | 0 | 208.0859 | INF | 0
j24 | j26 | t5 | 0 | 263.2295 | INF | 0
j24 | j26 | t6 | 0 | 233.0319 | INF | -1.013e-05
j24 | j26 | t7 | 0 | 255.4664 | INF | 0
j24 | j26 | t8 | 0 | 157.0649 | INF | 0
j24 | j26 | t9 | 0 | 156.948 | INF | 0
j24 | j26 | t10 | 0 | 200.7617 | INF | 0
j24 | j26 | t11 | 0 | 199.8237 | INF | 0
j24 | j26 | t12 | 0 | 171.1823 | INF | 3.1191e-05
j24 | j26 | t13 | 0 | 199.6571 | INF | 0
j24 | j26 | t14 | 0 | 158.1513 | INF | 0
j24 | j26 | t15 | 0 | 156.2617 | INF | 0
j24 | j26 | t16 | 0 | 212.417 | INF | 0
j24 | j26 | t17 | 0 | 206.3511 | INF | 1.8929e-05
j24 | j26 | t18 | 0 | 2.1977 | INF | 0
j24 | j26 | t19 | 0 | 2.1936 | INF | 0
j24 | j26 | t20 | 0 | 0.063635 | INF | 0
j24 | j26 | t21 | 0 | 230.5382 | INF | 0
j24 | j26 | t22 | 0 | 3.6558 | INF | -4.9988e-05
j24 | j26 | t23 | 0 | 163.2865 | INF | 0
j24 | j26 | t24 | 0 | 2.323 | INF | -4.9988e-05
j24 | r14 | t1 | 0 | 1.25 | INF | 0
j24 | r14 | t2 | 0 | 0 | INF | 1.013e-05
j24 | r14 | t3 | 0 | 0 | INF | 1.013e-05
j24 | r14 | t4 | 0 | 0 | INF | 1.013e-05
j24 | r14 | t5 | 0 | 0 | INF | 1.013e-05
j24 | r14 | t6 | 0 | 0 | INF | 0
j24 | r14 | t7 | 0 | 54.7986 | INF | 0
j24 | r14 | t8 | 0 | 10.977 | INF | 0
j24 | r14 | t9 | 0 | 0 | INF | 0.00014333
j24 | r14 | t10 | 0 | 0 | INF | 0.00014333
j24 | r14 | t11 | 0 | 0 | INF | 0.00022874
j24 | r14 | t12 | 0 | 0 | INF | 0.00017452
j24 | r14 | t13 | 0 | 0 | INF | 0.00014333
j24 | r14 | t14 | 0 | 0 | INF | 0.00015132
j24 | r14 | t15 | 0 | 0 | INF | 0.00014333
j24 | r14 | t16 | 0 | 0 | INF | 0.00021218
j24 | r14 | t17 | 0 | 0 | INF | 0.00016226
j24 | r14 | t18 | 0 | 0 | INF | 4.9988e-05
j24 | r14 | t19 | 0 | 0 | INF | 4.9988e-05
j24 | r14 | t20 | 0 | 0 | INF | 4.9988e-05
j24 | r14 | t21 | 0 | 0 | INF | 4.9988e-05
j24 | r14 | t22 | 0 | 0.47255 | INF | 0
j24 | r14 | t23 | 0 | 0 | INF | 4.9988e-05
j24 | r14 | t24 | 0 | 0.001905 | INF | 0
j26 | j27 | t1 | 0 | 60.33 | INF | 0
j26 | j27 | t2 | 0 | 100.2031 | INF | 0
j26 | j27 | t3 | 0 | 218.6768 | INF | 0
j26 | j27 | t4 | 0 | 15.8588 | INF | 0
j26 | j27 | t5 | 0 | 0.060132 | INF | 0
j26 | j27 | t6 | 0 | 232.9319 | INF | 0
j26 | j27 | t7 | 0 | 0.1 | INF | -5.4146e-06
j26 | j27 | t8 | 0 | 151.0204 | INF | 0
j26 | j27 | t9 | 0 | 156.948 | INF | 0
j26 | j27 | t10 | 0 | 0 | INF | 0
j26 | j27 | t11 | 0 | 0 | INF | 8.5409e-05
j26 | j27 | t12 | 0 | 171.1823 | INF | 0
j26 | j27 | t13 | 0 | 0.051446 | INF | 0
j26 | j27 | t14 | 0 | 158.1513 | INF | 0
j26 | j27 | t15 | 0 | 156.2617 | INF | 0
j26 | j27 | t16 | 0 | 0 | INF | 6.8849e-05
j26 | j27 | t17 | 0 | 12.7148 | INF | 0
j26 | j27 | t18 | 0 | 2.1977 | INF | 0
j26 | j27 | t19 | 0 | 2.1936 | INF | 0
j26 | j27 | t20 | 0 | 0 | INF | 0
j26 | j27 | t21 | 0 | 44.6425 | INF | 0
j26 | j27 | t22 | 0 | 2.7036 | INF | 0
j26 | j27 | t23 | 0 | 162.0474 | INF | 0
j26 | j27 | t24 | 0 | 0.7245 | INF | 0
j26 | j30 | t1 | 0 | 91.169 | INF | 0
j26 | j30 | t2 | 0 | 102.6803 | INF | 0
j26 | j30 | t3 | 0 | 15.43 | INF | 0
j26 | j30 | t4 | 0 | 192.2271 | INF | 0
j26 | j30 | t5 | 0 | 263.1693 | INF | 0
j26 | j30 | t6 | 0 | 0.1 | INF | 0
j26 | j30 | t7 | 0 | 255.3664 | INF | 0
j26 | j30 | t8 | 0 | 6.0446 | INF | 0
j26 | j30 | t9 | 0 | 0 | INF | 0
j26 | j30 | t10 | 0 | 200.7617 | INF | 0
j26 | j30 | t11 | 0 | 199.8237 | INF | 8.5409e-05
j26 | j30 | t12 | 0 | 0 | INF | 0
j26 | j30 | t13 | 0 | 199.6057 | INF | 0
j26 | j30 | t14 | 0 | 0 | INF | 7.9872e-06
j26 | j30 | t15 | 0 | 0 | INF | 0
j26 | j30 | t16 | 0 | 212.417 | INF | 6.8849e-05
j26 | j30 | t17 | 0 | 193.6363 | INF | 0
j26 | j30 | t18 | 0 | 0 | INF | 0
j26 | j30 | t19 | 0 | 0 | INF | 0
j26 | j30 | t20 | 0 | 0.063635 | INF | 0
j26 | j30 | t21 | 0 | 185.8957 | INF | 0
j26 | j30 | t22 | 0 | 0.95217 | INF | 0
j26 | j30 | t23 | 0 | 1.2391 | INF | 0
j26 | j30 | t24 | 0 | 1.5985 | INF | 0
j27 | r16 | t1 | 0 | 13 | INF | 0
j27 | r16 | t2 | 0 | 12 | INF | 0
j27 | r16 | t3 | 0 | 90.5735 | INF | 0
j27 | r16 | t4 | 0 | 0 | INF | 0
j27 | r16 | t5 | 0 | 0 | INF | 0
j27 | r16 | t6 | 0 | 106.7456 | INF | 0
j27 | r16 | t7 | 0 | 0.00030958 | INF | 0
j27 | r16 | t8 | 0 | 0 | INF | 1.7479e-05
j27 | r16 | t9 | 0 | 0 | INF | 9.3342e-05
j27 | r16 | t10 | 0 | 0 | INF | 9.3342e-05
j27 | r16 | t11 | 0 | 0 | INF | 9.3342e-05
j27 | r16 | t12 | 0 | 18.3495 | INF | 9.3342e-05
j27 | r16 | t13 | 0 | 0 | INF | 9.3342e-05
j27 | r16 | t14 | 0 | 0 | INF | 0.00010133
j27 | r16 | t15 | 0 | 0 | INF | 9.3342e-05
j27 | r16 | t16 | 0 | 0 | INF | 9.3342e-05
j27 | r16 | t17 | 0 | 0 | INF | 9.3342e-05
j27 | r16 | t18 | 0 | 0.0011123 | INF | 0
j27 | r16 | t19 | 0 | 0 | INF | 0
j27 | r16 | t20 | 0 | 0 | INF | 0
j27 | r16 | t21 | 0 | 0 | INF | 0
j27 | r16 | t22 | 0 | 0 | INF | 0
j27 | r16 | t23 | 0 | 0 | INF | 0
j27 | r16 | t24 | 0 | 0 | INF | 0
j27 | r161 | t1 | 0 | 47.33 | INF | 0
j27 | r161 | t2 | 0 | 88.2031 | INF | 0
j27 | r161 | t3 | 0 | 128.1034 | INF | 0
j27 | r161 | t4 | 0 | 15.8588 | INF | 0
j27 | r161 | t5 | 0 | 0.060132 | INF | 0
j27 | r161 | t6 | 0 | 126.1862 | INF | 0
j27 | r161 | t7 | 0 | 0.09969 | INF | 0
j27 | r161 | t8 | 0 | 151.0204 | INF | 0
j27 | r161 | t9 | 0 | 156.948 | INF | 0
j27 | r161 | t10 | 0 | 0 | INF | 0
j27 | r161 | t11 | 0 | 0 | INF | 0
j27 | r161 | t12 | 0 | 152.8328 | INF | 0
j27 | r161 | t13 | 0 | 0.051446 | INF | 0
j27 | r161 | t14 | 0 | 158.1513 | INF | 7.9872e-06
j27 | r161 | t15 | 0 | 156.2617 | INF | 0
j27 | r161 | t16 | 0 | 0 | INF | 0
j27 | r161 | t17 | 0 | 12.7148 | INF | 0
j27 | r161 | t18 | 0 | 2.1966 | INF | 0
j27 | r161 | t19 | 0 | 2.1936 | INF | 0
j27 | r161 | t20 | 0 | 0 | INF | 0
j27 | r161 | t21 | 0 | 44.6425 | INF | 0
j27 | r161 | t22 | 0 | 2.7036 | INF | 0
j27 | r161 | t23 | 0 | 162.0474 | INF | 0
j27 | r161 | t24 | 0 | 0.7245 | INF | 0
j30 | r15 | t1 | 0 | 19 | INF | 0
j30 | r15 | t2 | 0 | 92.5092 | INF | 0
j30 | r15 | t3 | 0 | 0 | INF | 0
j30 | r15 | t4 | 0 | 0.057321 | INF | 0
j30 | r15 | t5 | 0 | 179.1436 | INF | 0
j30 | r15 | t6 | 0 | 0 | INF | 0
j30 | r15 | t7 | 0 | 255.345 | INF | 0
j30 | r15 | t8 | 0 | 0.043166 | INF | 0
j30 | r15 | t9 | 0 | 0 | INF | 0.00012308
j30 | r15 | t10 | 0 | 0 | INF | 0
j30 | r15 | t11 | 0 | 0.024106 | INF | 0
j30 | r15 | t12 | 0 | 0 | INF | 0
j30 | r15 | t13 | 0 | 0 | INF | 0
j30 | r15 | t14 | 0 | 0 | INF | 0
j30 | r15 | t15 | 0 | 0 | INF | 0
j30 | r15 | t16 | 0 | 22.6092 | INF | 0
j30 | r15 | t17 | 0 | 0 | INF | 0
j30 | r15 | t18 | 0 | 0 | INF | 0
j30 | r15 | t19 | 0 | 0 | INF | 0
j30 | r15 | t20 | 0 | 0 | INF | 0
j30 | r15 | t21 | 0 | 0 | INF | 0
j30 | r15 | t22 | 0 | 0 | INF | 0
j30 | r15 | t23 | 0 | 0 | INF | 0
j30 | r15 | t24 | 0 | 1.1084 | INF | 0
j30 | r151 | t1 | 0 | 72.169 | INF | 0
j30 | r151 | t2 | 0 | 10.171 | INF | 0
j30 | r151 | t3 | 0 | 15.43 | INF | 0
j30 | r151 | t4 | 0 | 192.1698 | INF | 0
j30 | r151 | t5 | 0 | 84.0257 | INF | 0
j30 | r151 | t6 | 0 | 0.1 | INF | 0
j30 | r151 | t7 | 0 | 0.021411 | INF | 0
j30 | r151 | t8 | 0 | 6.0014 | INF | 0
j30 | r151 | t9 | 0 | 0 | INF | 0
j30 | r151 | t10 | 0 | 200.7617 | INF | 0
j30 | r151 | t11 | 0 | 199.7996 | INF | 0
j30 | r151 | t12 | 0 | 0 | INF | 0
j30 | r151 | t13 | 0 | 199.6057 | INF | 0
j30 | r151 | t14 | 0 | 0 | INF | 0
j30 | r151 | t15 | 0 | 0 | INF | 0
j30 | r151 | t16 | 0 | 189.8078 | INF | 0
j30 | r151 | t17 | 0 | 193.6363 | INF | 0
j30 | r151 | t18 | 0 | 0 | INF | 0
j30 | r151 | t19 | 0 | 0 | INF | 0
j30 | r151 | t20 | 0 | 0.063635 | INF | 0
j30 | r151 | t21 | 0 | 185.8957 | INF | 0
j30 | r151 | t22 | 0 | 0.95217 | INF | 0
j30 | r151 | t23 | 0 | 1.2391 | INF | 0
j30 | r151 | t24 | 0 | 0.49007 | INF | 0
j2 | j3 | t1 | 0 | 231.8219 | INF | 0
j2 | j3 | t2 | 0 | 81.3344 | INF | 0
j2 | j3 | t3 | 0 | 0.1 | INF | -1.2142e-05
j2 | j3 | t4 | 0 | 0.079703 | INF | 0
j2 | j3 | t5 | 0 | 78.7952 | INF | 0
j2 | j3 | t6 | 0 | 80.5975 | INF | 0
j2 | j3 | t7 | 0 | 239.8414 | INF | 0
j2 | j3 | t8 | 0 | 231.1516 | INF | 0
j2 | j3 | t9 | 0 | 67.4575 | INF | 0
j2 | j3 | t10 | 0 | 81.2745 | INF | 0
j2 | j3 | t11 | 0 | 0 | INF | 0
j2 | j3 | t12 | 0 | 66.223 | INF | 0
j2 | j3 | t13 | 0 | 0 | INF | 0
j2 | j3 | t14 | 0 | 0 | INF | 0
j2 | j3 | t15 | 0 | 0 | INF | 0
j2 | j3 | t16 | 0 | 0 | INF | 0
j2 | j3 | t17 | 0 | 0.034614 | INF | 0
j2 | j3 | t18 | 0 | 0.050493 | INF | 0
j2 | j3 | t19 | 0 | 0.33352 | INF | 0
j2 | j3 | t20 | 0 | 0 | INF | 4.3617e-06
j2 | j3 | t21 | 0 | 0 | INF | 0
j2 | j3 | t22 | 0 | 76.0114 | INF | 0
j2 | j3 | t23 | 0 | 0 | INF | 0
j2 | j3 | t24 | 0 | 1.9032 | INF | 0
j2 | j6 | t1 | 0 | 484.3433 | INF | 0
j2 | j6 | t2 | 0 | 386.3637 | INF | 0
j2 | j6 | t3 | 0 | 513.9709 | INF | 0
j2 | j6 | t4 | 0 | 518.0528 | INF | 0
j2 | j6 | t5 | 0 | 435.8646 | INF | 0
j2 | j6 | t6 | 0 | 383.2347 | INF | 0
j2 | j6 | t7 | 0 | 367.2333 | INF | 0
j2 | j6 | t8 | 0 | 357.9479 | INF | 0
j2 | j6 | t9 | 0 | 140.929 | INF | 0
j2 | j6 | t10 | 0 | 108.1494 | INF | 0
j2 | j6 | t11 | 0 | 233.4979 | INF | 0
j2 | j6 | t12 | 0 | 197.3892 | INF | 0
j2 | j6 | t13 | 0 | 0 | INF | 0
j2 | j6 | t14 | 0 | 27.3076 | INF | 0
j2 | j6 | t15 | 0 | 28.4965 | INF | 0
j2 | j6 | t16 | 0 | 0 | INF | 0
j2 | j6 | t17 | 0 | 109.0231 | INF | 0
j2 | j6 | t18 | 0 | 265.7411 | INF | 0
j2 | j6 | t19 | 0 | 361.2269 | INF | 0
j2 | j6 | t20 | 0 | 0 | INF | 4.3617e-06
j2 | j6 | t21 | 0 | 176.6253 | INF | 0
j2 | j6 | t22 | 0 | 275.1529 | INF | 0
j2 | j6 | t23 | 0 | 206.5 | INF | 0
j2 | j6 | t24 | 0 | 0 | INF | 0
j3 | r17 | t1 | 0 | 221.7219 | INF | 0
j3 | r17 | t2 | 0 | 0.085544 | INF | 0
j3 | r17 | t3 | 0 | 0.071579 | INF | 0
j3 | r17 | t4 | 0 | 0.029911 | INF | 0
j3 | r17 | t5 | 0 | 0.0047066 | INF | 0
j3 | r17 | t6 | 0 | 0 | INF | 0.00045805
j3 | r17 | t7 | 0 | 196.2953 | INF | 0
j3 | r17 | t8 | 0 | 231.1467 | INF | 0
j3 | r17 | t9 | 0 | 0.019847 | INF | 0
j3 | r17 | t10 | 0 | 0.0019443 | INF | 0
j3 | r17 | t11 | 0 | 0 | INF | 0
j3 | r17 | t12 | 0 | 0.0019443 | INF | 0
j3 | r17 | t13 | 0 | 0 | INF | 0
j3 | r17 | t14 | 0 | 0 | INF | 0
j3 | r17 | t15 | 0 | 0 | INF | 0
j3 | r17 | t16 | 0 | 0 | INF | 0
j3 | r17 | t17 | 0 | 0.0019443 | INF | 0
j3 | r17 | t18 | 0 | 0.050493 | INF | 0
j3 | r17 | t19 | 0 | 0.33352 | INF | 0
j3 | r17 | t20 | 0 | 0 | INF | 0
j3 | r17 | t21 | 0 | 0 | INF | 0
j3 | r17 | t22 | 0 | 76.0114 | INF | 0
j3 | r17 | t23 | 0 | 0 | INF | 0
j3 | r17 | t24 | 0 | 1.9032 | INF | 0
j3 | r171 | t1 | 0 | 10.1 | INF | -6.6668e-05
j3 | r171 | t2 | 0 | 81.2489 | INF | 0
j3 | r171 | t3 | 0 | 0.028421 | INF | 0
j3 | r171 | t4 | 0 | 0.049792 | INF | 0
j3 | r171 | t5 | 0 | 78.7905 | INF | 0
j3 | r171 | t6 | 0 | 80.5975 | INF | 0
j3 | r171 | t7 | 0 | 43.5461 | INF | 0
j3 | r171 | t8 | 0 | 0.0048226 | INF | 0
j3 | r171 | t9 | 0 | 67.4377 | INF | 0
j3 | r171 | t10 | 0 | 81.2726 | INF | 0
j3 | r171 | t11 | 0 | 0 | INF | 0
j3 | r171 | t12 | 0 | 66.2211 | INF | 0
j3 | r171 | t13 | 0 | 0 | INF | 0
j3 | r171 | t14 | 0 | 0 | INF | 0
j3 | r171 | t15 | 0 | 0 | INF | 0
j3 | r171 | t16 | 0 | 0 | INF | 0
j3 | r171 | t17 | 0 | 0.03267 | INF | 0
j3 | r171 | t18 | 0 | 0 | INF | 5.2184e-05
j3 | r171 | t19 | 0 | 0 | INF | 5.2184e-05
j3 | r171 | t20 | 0 | 0 | INF | 5.2184e-05
j3 | r171 | t21 | 0 | 0 | INF | 5.2184e-05
j3 | r171 | t22 | 0 | 0 | INF | 5.2184e-05
j3 | r171 | t23 | 0 | 0 | INF | 5.2184e-05
j3 | r171 | t24 | 0 | 0 | INF | 5.2184e-05
j6 | j7 | t1 | 0 | 304.6887 | INF | 0
j6 | j7 | t2 | 0 | 162.727 | INF | 0
j6 | j7 | t3 | 0 | 334.4935 | INF | 0
j6 | j7 | t4 | 0 | 328.4433 | INF | 0
j6 | j7 | t5 | 0 | 356.0657 | INF | 0
j6 | j7 | t6 | 0 | 160.778 | INF | 0
j6 | j7 | t7 | 0 | 166.1846 | INF | 0
j6 | j7 | t8 | 0 | 152.8998 | INF | 0
j6 | j7 | t9 | 0 | 0 | INF | 0
j6 | j7 | t10 | 0 | 0.60198 | INF | 0
j6 | j7 | t11 | 0 | 233.4979 | INF | 0
j6 | j7 | t12 | 0 | 197.3892 | INF | 0
j6 | j7 | t13 | 0 | 0 | INF | 0
j6 | j7 | t14 | 0 | 27.3076 | INF | 0
j6 | j7 | t15 | 0 | 28.4965 | INF | 0
j6 | j7 | t16 | 0 | 0 | INF | 0
j6 | j7 | t17 | 0 | 0 | INF | 0
j6 | j7 | t18 | 0 | 0.58725 | INF | 0
j6 | j7 | t19 | 0 | 172.4276 | INF | 0
j6 | j7 | t20 | 0 | 0 | INF | 0
j6 | j7 | t21 | 0 | 0 | INF | 0
j6 | j7 | t22 | 0 | 264.1513 | INF | 0
j6 | j7 | t23 | 0 | 0 | INF | 0
j6 | j7 | t24 | 0 | 0 | INF | 0
j6 | j10 | t1 | 0 | 179.6546 | INF | 0
j6 | j10 | t2 | 0 | 223.6367 | INF | 0
j6 | j10 | t3 | 0 | 179.4774 | INF | 0
j6 | j10 | t4 | 0 | 189.6095 | INF | 0
j6 | j10 | t5 | 0 | 79.7988 | INF | 0
j6 | j10 | t6 | 0 | 222.4567 | INF | 0
j6 | j10 | t7 | 0 | 201.0487 | INF | 0
j6 | j10 | t8 | 0 | 205.0481 | INF | 0
j6 | j10 | t9 | 0 | 140.929 | INF | 0
j6 | j10 | t10 | 0 | 107.5474 | INF | 0
j6 | j10 | t11 | 0 | 0 | INF | 0
j6 | j10 | t12 | 0 | 0 | INF | 0
j6 | j10 | t13 | 0 | 0 | INF | 0
j6 | j10 | t14 | 0 | 0 | INF | 0
j6 | j10 | t15 | 0 | 0 | INF | 0
j6 | j10 | t16 | 0 | 0 | INF | 0
j6 | j10 | t17 | 0 | 109.0231 | INF | 0
j6 | j10 | t18 | 0 | 265.1539 | INF | 0
j6 | j10 | t19 | 0 | 188.7992 | INF | 0
j6 | j10 | t20 | 0 | 0 | INF | 0
j6 | j10 | t21 | 0 | 176.6253 | INF | 0
j6 | j10 | t22 | 0 | 11.0016 | INF | 0
j6 | j10 | t23 | 0 | 206.5 | INF | 0
j6 | j10 | t24 | 0 | 0 | INF | 0
j7 | r19 | t1 | 0 | 105.4761 | INF | 0
j7 | r19 | t2 | 0 | 162.627 | INF | 0
j7 | r19 | t3 | 0 | 110.9703 | INF | 0
j7 | r19 | t4 | 0 | 110.6562 | INF | 0
j7 | r19 | t5 | 0 | 116.8159 | INF | 0
j7 | r19 | t6 | 0 | 160.694 | INF | 0
j7 | r19 | t7 | 0 | 148.9519 | INF | 0
j7 | r19 | t8 | 0 | 152.8838 | INF | 0
j7 | r19 | t9 | 0 | 0 | INF | 0
j7 | r19 | t10 | 0 | 0.60198 | INF | 0
j7 | r19 | t11 | 0 | 79.8548 | INF | 0
j7 | r19 | t12 | 0 | 0 | INF | 0
j7 | r19 | t13 | 0 | 0 | INF | 0
j7 | r19 | t14 | 0 | 27.3076 | INF | 0
j7 | r19 | t15 | 0 | 28.4965 | INF | 0
j7 | r19 | t16 | 0 | 0 | INF | 0
j7 | r19 | t17 | 0 | 0 | INF | 0
j7 | r19 | t18 | 0 | 0.58725 | INF | 0
j7 | r19 | t19 | 0 | 172.4276 | INF | 0
j7 | r19 | t20 | 0 | 0 | INF | 0
j7 | r19 | t21 | 0 | 0 | INF | 0
j7 | r19 | t22 | 0 | 170.1391 | INF | 0
j7 | r19 | t23 | 0 | 0 | INF | 0
j7 | r19 | t24 | 0 | 0 | INF | 0
j7 | r191 | t1 | 0 | 199.2125 | INF | 0
j7 | r191 | t2 | 0 | 0.1 | INF | -0.00028772
j7 | r191 | t3 | 0 | 223.5233 | INF | 0
j7 | r191 | t4 | 0 | 217.7872 | INF | 1.7546e-05
j7 | r191 | t5 | 0 | 239.2498 | INF | 0
j7 | r191 | t6 | 0 | 0.083985 | INF | 0
j7 | r191 | t7 | 0 | 17.2326 | INF | -8.014e-06
j7 | r191 | t8 | 0 | 0.016015 | INF | 0
j7 | r191 | t9 | 0 | 0 | INF | 0.00093377
j7 | r191 | t10 | 0 | 0 | INF | 0.00093377
j7 | r191 | t11 | 0 | 153.6431 | INF | 0
j7 | r191 | t12 | 0 | 197.3892 | INF | 0
j7 | r191 | t13 | 0 | 0 | INF | 0
j7 | r191 | t14 | 0 | 0 | INF | 0
j7 | r191 | t15 | 0 | 0 | INF | 0
j7 | r191 | t16 | 0 | 0 | INF | 0
j7 | r191 | t17 | 0 | 0 | INF | 0
j7 | r191 | t18 | 0 | 0 | INF | 5.2184e-05
j7 | r191 | t19 | 0 | 0 | INF | 5.2184e-05
j7 | r191 | t20 | 0 | 0 | INF | 5.2184e-05
j7 | r191 | t21 | 0 | 0 | INF | 5.2184e-05
j7 | r191 | t22 | 0 | 94.0122 | INF | 5.2184e-05
j7 | r191 | t23 | 0 | 0 | INF | 5.2184e-05
j7 | r191 | t24 | 0 | 0 | INF | 5.2184e-05
j10 | r18 | t1 | 0 | 49.0017 | INF | 0
j10 | r18 | t2 | 0 | 0.1 | INF | -9.1294e-05
j10 | r18 | t3 | 0 | 0.00022585 | INF | 0
j10 | r18 | t4 | 0 | 27.9527 | INF | 0
j10 | r18 | t5 | 0 | 79.6988 | INF | 0
j10 | r18 | t6 | 0 | 0.089052 | INF | 0
j10 | r18 | t7 | 0 | 0.015084 | INF | 0
j10 | r18 | t8 | 0 | 0 | INF | 1.7588e-05
j10 | r18 | t9 | 0 | 0 | INF | 0
j10 | r18 | t10 | 0 | 106.9411 | INF | 0
j10 | r18 | t11 | 0 | 0 | INF | 0
j10 | r18 | t12 | 0 | 0 | INF | 0
j10 | r18 | t13 | 0 | 0 | INF | 0
j10 | r18 | t14 | 0 | 0 | INF | 0
j10 | r18 | t15 | 0 | 0 | INF | 0
j10 | r18 | t16 | 0 | 0 | INF | 0
j10 | r18 | t17 | 0 | 109.0213 | INF | 0
j10 | r18 | t18 | 0 | 0 | INF | 5.2184e-05
j10 | r18 | t19 | 0 | 0 | INF | 5.2184e-05
j10 | r18 | t20 | 0 | 0 | INF | 5.2184e-05
j10 | r18 | t21 | 0 | 0 | INF | 5.2184e-05
j10 | r18 | t22 | 0 | 0 | INF | 5.2184e-05
j10 | r18 | t23 | 0 | 0 | INF | 5.2184e-05
j10 | r18 | t24 | 0 | 0 | INF | 5.2184e-05
j10 | r181 | t1 | 0 | 130.6529 | INF | 0
j10 | r181 | t2 | 0 | 223.5367 | INF | 0
j10 | r181 | t3 | 0 | 179.4771 | INF | 0
j10 | r181 | t4 | 0 | 161.6567 | INF | 0
j10 | r181 | t5 | 0 | 0.1 | INF | -0.0013171
j10 | r181 | t6 | 0 | 222.3677 | INF | 0
j10 | r181 | t7 | 0 | 201.0336 | INF | 0
j10 | r181 | t8 | 0 | 205.0481 | INF | 0
j10 | r181 | t9 | 0 | 140.929 | INF | 0
j10 | r181 | t10 | 0 | 0.60632 | INF | 0
j10 | r181 | t11 | 0 | 0 | INF | 0
j10 | r181 | t12 | 0 | 0 | INF | 0
j10 | r181 | t13 | 0 | 0 | INF | 0
j10 | r181 | t14 | 0 | 0 | INF | 0
j10 | r181 | t15 | 0 | 0 | INF | 0
j10 | r181 | t16 | 0 | 0 | INF | 0
j10 | r181 | t17 | 0 | 0.0017551 | INF | 0
j10 | r181 | t18 | 0 | 265.1539 | INF | 0
j10 | r181 | t19 | 0 | 188.7992 | INF | 0
j10 | r181 | t20 | 0 | 0 | INF | 0
j10 | r181 | t21 | 0 | 176.6253 | INF | 0
j10 | r181 | t22 | 0 | 11.0016 | INF | 0
j10 | r181 | t23 | 0 | 206.5 | INF | 0
j10 | r181 | t24 | 0 | 0 | INF | 0

## Qpompe
TOC
Qpompe | (variable) | DÃ©bit de la pompe (k) Ã (t)
c | d | t | Lowerbound | Value | Upperbound | Marginal
small | p1 | t1 | 0 | 1.1 | INF | -0.00036736
small | p1 | t2 | 0 | 1.1 | INF | -0.00036736
small | p1 | t3 | 0 | 14.784 | INF | 0
small | p1 | t4 | 0 | 15.8562 | INF | 0
small | p1 | t5 | 0 | 30.3571 | INF | 0
small | p1 | t6 | 0 | 4.1542 | INF | -0.00050165
small | p1 | t7 | 0 | 1.1 | INF | -0.00036736
small | p1 | t8 | 0 | 28.8108 | INF | 0
small | p1 | t9 | 0 | 12.4102 | INF | -4.358e-05
small | p1 | t10 | 0 | 1.1 | INF | -0.00044589
small | p1 | t11 | 0 | 12.4221 | INF | 0
small | p1 | t12 | 0 | 1.1 | INF | -0.00054291
small | p1 | t13 | 0 | 14.1145 | INF | 0
small | p1 | t14 | 0 | 24.9 | INF | 0
small | p1 | t15 | 0 | 33.7372 | INF | 0
small | p1 | t16 | 0 | 34.4933 | INF | 0
small | p1 | t17 | 0 | 1.1 | INF | -0.00047107
small | p1 | t18 | 0 | 1.1 | INF | -0.00058065
small | p1 | t19 | 0 | 1.1 | INF | -0.00058065
small | p1 | t20 | 0 | 36.5596 | INF | 0
small | p1 | t21 | 0 | 35.9341 | INF | 8.3187e-06
small | p1 | t22 | 0 | 37.4082 | INF | 0
small | p1 | t23 | 0 | 1.1 | INF | -0.00050632
small | p1 | t24 | 0 | 63.5732 | INF | 0
small | p2 | t1 | 0 | 1.1 | INF | -9.8368e-05
small | p2 | t2 | 0 | 1.1 | INF | -0.00013124
small | p2 | t3 | 0 | 14.784 | INF | 0
small | p2 | t4 | 0 | 15.8562 | INF | 0
small | p2 | t5 | 0 | 30.3571 | INF | 0
small | p2 | t6 | 0 | 5.1668 | INF | 0
small | p2 | t7 | 0 | 1.1 | INF | -0.00023784
small | p2 | t8 | 0 | 28.8108 | INF | 0
small | p2 | t9 | 0 | 1.1 | INF | -0.00045259
small | p2 | t10 | 0 | 1.1 | INF | -0.00040804
small | p2 | t11 | 0 | 1.1 | INF | -0.00043583
small | p2 | t12 | 0 | 1.1 | INF | -0.00058065
small | p2 | t13 | 0 | 1.1 | INF | -0.00050324
small | p2 | t14 | 0 | 24.9 | INF | -0.00032572
small | p2 | t15 | 0 | 33.7372 | INF | 0
small | p2 | t16 | 0 | 34.4933 | INF | 0
small | p2 | t17 | 0 | 1.1 | INF | -0.00043823
small | p2 | t18 | 0 | 14.6246 | INF | -0.00017984
small | p2 | t19 | 0 | 1.1 | INF | -0.00055175
small | p2 | t20 | 0 | 36.5596 | INF | -0.00019827
small | p2 | t21 | 0 | 35.9341 | INF | 0
small | p2 | t22 | 0 | 37.4082 | INF | 0
small | p2 | t23 | 0 | 6.6627 | INF | -0.0002977
small | p2 | t24 | 0 | 63.5732 | INF | 0
large | p1 | t1 | 0 | 265.2266 | INF | 0
large | p1 | t2 | 0 | 265.2299 | INF | 0
large | p1 | t3 | 0 | 266.3783 | INF | 0
large | p1 | t4 | 0 | 266.5514 | INF | 0
large | p1 | t5 | 0 | 48.2299 | INF | -0.0011057
large | p1 | t6 | 0 | 6.4454 | INF | -0.00013429
large | p1 | t7 | 0 | 265.2288 | INF | 0
large | p1 | t8 | 0 | 269.5828 | INF | 0
large | p1 | t9 | 0 | 227.2576 | INF | 0.00012806
large | p1 | t10 | 0 | 241.5929 | INF | 0.00013476
large | p1 | t11 | 0 | 265.9322 | INF | 0.00014482
large | p1 | t12 | 0 | 265.1288 | INF | 0
large | p1 | t13 | 0 | 1 | INF | 0
large | p1 | t14 | 0 | 212.0907 | INF | 0
large | p1 | t15 | 0 | 146.2345 | INF | 0
large | p1 | t16 | 0 | 1 | INF | 0
large | p1 | t17 | 0 | 265.1288 | INF | 0.00010958
large | p1 | t18 | 0 | 266.3536 | INF | 0
large | p1 | t19 | 0 | 265.2299 | INF | 0
large | p1 | t20 | 0 | 11.1382 | INF | 0
large | p1 | t21 | 0 | 271.9746 | INF | 0
large | p1 | t22 | 0 | 272.5323 | INF | 0
large | p1 | t23 | 0 | 265.3515 | INF | 7.4331e-05
large | p1 | t24 | 0 | 1.0064 | INF | 0
large | p2 | t1 | 0 | 265.1467 | INF | 0
large | p2 | t2 | 0 | 252.6424 | INF | 0
large | p2 | t3 | 0 | 27.1737 | INF | -0.00036675
large | p2 | t4 | 0 | 266.5514 | INF | 0
large | p2 | t5 | 0 | 270.0589 | INF | 0
large | p2 | t6 | 0 | 265.3648 | INF | 0
large | p2 | t7 | 0 | 265.2288 | INF | 0
large | p2 | t8 | 0 | 269.5828 | INF | 0
large | p2 | t9 | 0 | 232.2742 | INF | 0.00012806
large | p2 | t10 | 0 | 1 | INF | 0
large | p2 | t11 | 0 | 248.4797 | INF | 0.00014482
large | p2 | t12 | 0 | 265.1288 | INF | 0
large | p2 | t13 | 0 | 32.9672 | INF | 7.741e-05
large | p2 | t14 | 0 | 17.0552 | INF | 0
large | p2 | t15 | 0 | 28.9271 | INF | 0
large | p2 | t16 | 0 | 235.3489 | INF | 5.4026e-05
large | p2 | t17 | 0 | 1 | INF | 0
large | p2 | t18 | 0 | 66.1275 | INF | 0
large | p2 | t19 | 0 | 44.8871 | INF | 0
large | p2 | t20 | 0 | 11.2382 | INF | 0
large | p2 | t21 | 0 | 69.587 | INF | 0
large | p2 | t22 | 0 | 21.6373 | INF | 0
large | p2 | t23 | 0 | 216.0171 | INF | 7.4331e-05
large | p2 | t24 | 0 | 1.1 | INF | 0
large | p3 | t1 | 0 | 265.2266 | INF | 0
large | p3 | t2 | 0 | 265.2299 | INF | 0
large | p3 | t3 | 0 | 266.3783 | INF | 0
large | p3 | t4 | 0 | 6.6144 | INF | -0.00035331
large | p3 | t5 | 0 | 270.0589 | INF | 0
large | p3 | t6 | 0 | 265.3648 | INF | 0
large | p3 | t7 | 0 | 265.2288 | INF | 0
large | p3 | t8 | 0 | 269.5828 | INF | 0
large | p3 | t9 | 0 | 1 | INF | 0
large | p3 | t10 | 0 | 240.4159 | INF | 0.00013476
large | p3 | t11 | 0 | 1 | INF | 0
large | p3 | t12 | 0 | 1 | INF | 0
large | p3 | t13 | 0 | 1 | INF | 0
large | p3 | t14 | 0 | 17.0553 | INF | 0
large | p3 | t15 | 0 | 28.9271 | INF | 0
large | p3 | t16 | 0 | 1 | INF | 0
large | p3 | t17 | 0 | 1 | INF | 0
large | p3 | t18 | 0 | 33.2598 | INF | 0
large | p3 | t19 | 0 | 44.9537 | INF | 0
large | p3 | t20 | 0 | 11.1382 | INF | 0
large | p3 | t21 | 0 | 39.8428 | INF | 0
large | p3 | t22 | 0 | 45.5094 | INF | 0
large | p3 | t23 | 0 | 1.5725 | INF | 7.4331e-05
large | p3 | t24 | 0 | 1.0064 | INF | 0
large | p4 | t1 | 0 | 222.3619 | INF | 0
large | p4 | t2 | 0 | 51.1922 | INF | 0
large | p4 | t3 | 0 | 266.3783 | INF | 0
large | p4 | t4 | 0 | 266.5514 | INF | 0
large | p4 | t5 | 0 | 270.0589 | INF | 0
large | p4 | t6 | 0 | 265.3648 | INF | 0
large | p4 | t7 | 0 | 229.6352 | INF | 0
large | p4 | t8 | 0 | 11.6586 | INF | -0.00047514
large | p4 | t9 | 0 | 1 | INF | 0
large | p4 | t10 | 0 | 3.6997 | INF | 0.00013476
large | p4 | t11 | 0 | 1 | INF | 0
large | p4 | t12 | 0 | 3.3882 | INF | 0
large | p4 | t13 | 0 | 266.1763 | INF | 7.741e-05
large | p4 | t14 | 0 | 5.643 | INF | 0
large | p4 | t15 | 0 | 29.1271 | INF | 0
large | p4 | t16 | 0 | 1 | INF | 0
large | p4 | t17 | 0 | 146.859 | INF | 0.00010958
large | p4 | t18 | 0 | 33.2807 | INF | 0
large | p4 | t19 | 0 | 167.5899 | INF | 0
large | p4 | t20 | 0 | 11.3382 | INF | 0
large | p4 | t21 | 0 | 39.9354 | INF | 0
large | p4 | t22 | 0 | 57.3204 | INF | 0
large | p4 | t23 | 0 | 1 | INF | 0
large | p4 | t24 | 0 | 1.0121 | INF | 0

## Qpompe_inf
TOC
Qpompe_inf | (equation) | Borne infÃ©rieur pompe (k) Ã (t)
c | d | t | Lowerbound | Value | Upperbound | Marginal
small | p1 | t1 | 0 | 0.1 | INF | 0
small | p1 | t2 | 0 | 0.1 | INF | 0
small | p1 | t3 | 0 | 13.784 | INF | 0
small | p1 | t4 | 0 | 14.8562 | INF | 0
small | p1 | t5 | 0 | 29.3571 | INF | 0
small | p1 | t6 | 0 | 3.1542 | INF | 0
small | p1 | t7 | 0 | 0.1 | INF | 0
small | p1 | t8 | 0 | 27.8108 | INF | 0
small | p1 | t9 | 0 | 11.4102 | INF | 0
small | p1 | t10 | 0 | 0.1 | INF | 0
small | p1 | t11 | 0 | 11.4221 | INF | 0
small | p1 | t12 | 0 | 0.1 | INF | 0
small | p1 | t13 | 0 | 13.1145 | INF | 0
small | p1 | t14 | 0 | 23.9 | INF | 0
small | p1 | t15 | 0 | 32.7372 | INF | 0
small | p1 | t16 | 0 | 33.4933 | INF | 0
small | p1 | t17 | 0 | 0.1 | INF | 0
small | p1 | t18 | 0 | 0.1 | INF | 0
small | p1 | t19 | 0 | 0.1 | INF | 0
small | p1 | t20 | 0 | 35.5596 | INF | 0
small | p1 | t21 | 0 | 34.9341 | INF | 0
small | p1 | t22 | 0 | 36.4082 | INF | 0
small | p1 | t23 | 0 | 0.1 | INF | 0
small | p1 | t24 | 0 | 62.5732 | INF | 0
small | p2 | t1 | 0 | 0.1 | INF | 0
small | p2 | t2 | 0 | 0.1 | INF | 0
small | p2 | t3 | 0 | 13.784 | INF | 0
small | p2 | t4 | 0 | 14.8562 | INF | 0
small | p2 | t5 | 0 | 29.3571 | INF | 0
small | p2 | t6 | 0 | 4.1668 | INF | 0
small | p2 | t7 | 0 | 0.1 | INF | 0
small | p2 | t8 | 0 | 27.8108 | INF | 0
small | p2 | t9 | 0 | 0.1 | INF | 0
small | p2 | t10 | 0 | 0.1 | INF | 0
small | p2 | t11 | 0 | 0.1 | INF | 0
small | p2 | t12 | 0 | 0.1 | INF | 0
small | p2 | t13 | 0 | 0.1 | INF | 0
small | p2 | t14 | 0 | 23.9 | INF | 0
small | p2 | t15 | 0 | 32.7372 | INF | 0
small | p2 | t16 | 0 | 33.4933 | INF | 0
small | p2 | t17 | 0 | 0.1 | INF | 0
small | p2 | t18 | 0 | 13.6246 | INF | 0
small | p2 | t19 | 0 | 0.1 | INF | 0
small | p2 | t20 | 0 | 35.5596 | INF | 0
small | p2 | t21 | 0 | 34.9341 | INF | 0
small | p2 | t22 | 0 | 36.4082 | INF | 0
small | p2 | t23 | 0 | 5.6627 | INF | 0
small | p2 | t24 | 0 | 62.5732 | INF | 0
large | p1 | t1 | 0 | 264.2266 | INF | 0
large | p1 | t2 | 0 | 264.2299 | INF | 0
large | p1 | t3 | 0 | 265.3783 | INF | 0
large | p1 | t4 | 0 | 265.5514 | INF | 0
large | p1 | t5 | 0 | 47.2299 | INF | 0
large | p1 | t6 | 0 | 5.4454 | INF | 0
large | p1 | t7 | 0 | 264.2288 | INF | 0
large | p1 | t8 | 0 | 268.5828 | INF | 0
large | p1 | t9 | 0 | 226.2576 | INF | 0
large | p1 | t10 | 0 | 240.5929 | INF | 0
large | p1 | t11 | 0 | 264.9322 | INF | 0
large | p1 | t12 | 0 | 264.1288 | INF | 0
large | p1 | t13 | 0 | 0 | INF | 7.741e-05
large | p1 | t14 | 0 | 211.0907 | INF | 0
large | p1 | t15 | 0 | 145.2345 | INF | 0
large | p1 | t16 | 0 | 0 | INF | 5.4026e-05
large | p1 | t17 | 0 | 264.1288 | INF | 0
large | p1 | t18 | 0 | 265.3536 | INF | 0
large | p1 | t19 | 0 | 264.2299 | INF | 0
large | p1 | t20 | 0 | 10.1382 | INF | 0
large | p1 | t21 | 0 | 270.9746 | INF | 0
large | p1 | t22 | 0 | 271.5323 | INF | 0
large | p1 | t23 | 0 | 264.3515 | INF | 0
large | p1 | t24 | 0 | 0.0064044 | INF | 0
large | p2 | t1 | 0 | 264.1467 | INF | 0
large | p2 | t2 | 0 | 251.6424 | INF | 0
large | p2 | t3 | 0 | 26.1737 | INF | 0
large | p2 | t4 | 0 | 265.5514 | INF | 0
large | p2 | t5 | 0 | 269.0589 | INF | 0
large | p2 | t6 | 0 | 264.3648 | INF | 0
large | p2 | t7 | 0 | 264.2288 | INF | 0
large | p2 | t8 | 0 | 268.5828 | INF | 0
large | p2 | t9 | 0 | 231.2742 | INF | 0
large | p2 | t10 | 0 | 0 | INF | 0.00013476
large | p2 | t11 | 0 | 247.4797 | INF | 0
large | p2 | t12 | 0 | 264.1288 | INF | 0
large | p2 | t13 | 0 | 31.9672 | INF | 0
large | p2 | t14 | 0 | 16.0552 | INF | 0
large | p2 | t15 | 0 | 27.9271 | INF | 0
large | p2 | t16 | 0 | 234.3489 | INF | 0
large | p2 | t17 | 0 | 0 | INF | 0.00010958
large | p2 | t18 | 0 | 65.1275 | INF | 0
large | p2 | t19 | 0 | 43.8871 | INF | 0
large | p2 | t20 | 0 | 10.2382 | INF | 0
large | p2 | t21 | 0 | 68.587 | INF | 0
large | p2 | t22 | 0 | 20.6373 | INF | 0
large | p2 | t23 | 0 | 215.0171 | INF | 0
large | p2 | t24 | 0 | 0.1 | INF | 0
large | p3 | t1 | 0 | 264.2266 | INF | 0
large | p3 | t2 | 0 | 264.2299 | INF | 0
large | p3 | t3 | 0 | 265.3783 | INF | 0
large | p3 | t4 | 0 | 5.6144 | INF | 0
large | p3 | t5 | 0 | 269.0589 | INF | 0
large | p3 | t6 | 0 | 264.3648 | INF | 0
large | p3 | t7 | 0 | 264.2288 | INF | 0
large | p3 | t8 | 0 | 268.5828 | INF | 0
large | p3 | t9 | 0 | 0 | INF | 0.00012806
large | p3 | t10 | 0 | 239.4159 | INF | 0
large | p3 | t11 | 0 | 0 | INF | 0.00014482
large | p3 | t12 | 0 | 0 | INF | 0
large | p3 | t13 | 0 | 0 | INF | 7.741e-05
large | p3 | t14 | 0 | 16.0553 | INF | 0
large | p3 | t15 | 0 | 27.9271 | INF | 0
large | p3 | t16 | 0 | 0 | INF | 5.4026e-05
large | p3 | t17 | 0 | 0 | INF | 0.00010958
large | p3 | t18 | 0 | 32.2598 | INF | 0
large | p3 | t19 | 0 | 43.9537 | INF | 0
large | p3 | t20 | 0 | 10.1382 | INF | 0
large | p3 | t21 | 0 | 38.8428 | INF | 0
large | p3 | t22 | 0 | 44.5094 | INF | 0
large | p3 | t23 | 0 | 0.57252 | INF | 0
large | p3 | t24 | 0 | 0.0064044 | INF | 0
large | p4 | t1 | 0 | 221.3619 | INF | 0
large | p4 | t2 | 0 | 50.1922 | INF | 0
large | p4 | t3 | 0 | 265.3783 | INF | 0
large | p4 | t4 | 0 | 265.5514 | INF | 0
large | p4 | t5 | 0 | 269.0589 | INF | 0
large | p4 | t6 | 0 | 264.3648 | INF | 0
large | p4 | t7 | 0 | 228.6352 | INF | 0
large | p4 | t8 | 0 | 10.6586 | INF | 0
large | p4 | t9 | 0 | 0 | INF | 0.00012806
large | p4 | t10 | 0 | 2.6997 | INF | 0
large | p4 | t11 | 0 | 0 | INF | 0.00014482
large | p4 | t12 | 0 | 2.3882 | INF | 0
large | p4 | t13 | 0 | 265.1763 | INF | 0
large | p4 | t14 | 0 | 4.643 | INF | 0
large | p4 | t15 | 0 | 28.1271 | INF | 0
large | p4 | t16 | 0 | 0 | INF | 5.4026e-05
large | p4 | t17 | 0 | 145.859 | INF | 0
large | p4 | t18 | 0 | 32.2807 | INF | 0
large | p4 | t19 | 0 | 166.5899 | INF | 0
large | p4 | t20 | 0 | 10.3382 | INF | 0
large | p4 | t21 | 0 | 38.9354 | INF | 0
large | p4 | t22 | 0 | 56.3204 | INF | 0
large | p4 | t23 | 0 | 0 | INF | 7.4331e-05
large | p4 | t24 | 0 | 0.012077 | INF | 0

## Qpompe_sup
TOC
Qpompe_sup | (equation) | Borne supÃ©rieur pompe (k) Ã (t)
c | d | t | Lowerbound | Value | Upperbound | Marginal
small | p1 | t1 | -INF | -381.7559 | 0 | 0
small | p1 | t2 | -INF | -381.7559 | 0 | 0
small | p1 | t3 | -INF | -368.0718 | 0 | 0
small | p1 | t4 | -INF | -366.9997 | 0 | 0
small | p1 | t5 | -INF | -352.4988 | 0 | 0
small | p1 | t6 | -INF | -378.7017 | 0 | 0
small | p1 | t7 | -INF | -381.7559 | 0 | 0
small | p1 | t8 | -INF | -354.0451 | 0 | 0
small | p1 | t9 | -INF | -370.4457 | 0 | 0
small | p1 | t10 | -INF | -381.7559 | 0 | 0
small | p1 | t11 | -INF | -370.4338 | 0 | 0
small | p1 | t12 | -INF | -381.7559 | 0 | 0
small | p1 | t13 | -INF | -368.7414 | 0 | 0
small | p1 | t14 | -INF | -357.9558 | 0 | 0
small | p1 | t15 | -INF | -349.1186 | 0 | 0
small | p1 | t16 | -INF | -348.3626 | 0 | 0
small | p1 | t17 | -INF | -381.7559 | 0 | 0
small | p1 | t18 | -INF | -381.7559 | 0 | 0
small | p1 | t19 | -INF | -381.7559 | 0 | 0
small | p1 | t20 | -INF | -346.2963 | 0 | 0
small | p1 | t21 | -INF | -346.9218 | 0 | 0
small | p1 | t22 | -INF | -345.4477 | 0 | 0
small | p1 | t23 | -INF | -381.7559 | 0 | 0
small | p1 | t24 | -INF | -319.2827 | 0 | 0
small | p2 | t1 | -INF | -381.7559 | 0 | 0
small | p2 | t2 | -INF | -381.7559 | 0 | 0
small | p2 | t3 | -INF | -368.0718 | 0 | 0
small | p2 | t4 | -INF | -366.9997 | 0 | 0
small | p2 | t5 | -INF | -352.4988 | 0 | 0
small | p2 | t6 | -INF | -377.6891 | 0 | 0
small | p2 | t7 | -INF | -381.7559 | 0 | 0
small | p2 | t8 | -INF | -354.0451 | 0 | 0
small | p2 | t9 | -INF | -381.7559 | 0 | 0
small | p2 | t10 | -INF | -381.7559 | 0 | 0
small | p2 | t11 | -INF | -381.7559 | 0 | 0
small | p2 | t12 | -INF | -381.7559 | 0 | 0
small | p2 | t13 | -INF | -381.7559 | 0 | 0
small | p2 | t14 | -INF | -357.9558 | 0 | 0
small | p2 | t15 | -INF | -349.1186 | 0 | 0
small | p2 | t16 | -INF | -348.3626 | 0 | 0
small | p2 | t17 | -INF | -381.7559 | 0 | 0
small | p2 | t18 | -INF | -368.2313 | 0 | 0
small | p2 | t19 | -INF | -381.7559 | 0 | 0
small | p2 | t20 | -INF | -346.2963 | 0 | 0
small | p2 | t21 | -INF | -346.9218 | 0 | 0
small | p2 | t22 | -INF | -345.4477 | 0 | 0
small | p2 | t23 | -INF | -376.1932 | 0 | 0
small | p2 | t24 | -INF | -319.2827 | 0 | 0
large | p1 | t1 | -INF | -429.0582 | 0 | 0
large | p1 | t2 | -INF | -429.0549 | 0 | 0
large | p1 | t3 | -INF | -427.9065 | 0 | 0
large | p1 | t4 | -INF | -427.7334 | 0 | 0
large | p1 | t5 | -INF | -646.0549 | 0 | 0
large | p1 | t6 | -INF | -687.8393 | 0 | 0
large | p1 | t7 | -INF | -429.056 | 0 | 0
large | p1 | t8 | -INF | -424.702 | 0 | 0
large | p1 | t9 | -INF | -467.0271 | 0 | 0
large | p1 | t10 | -INF | -452.6918 | 0 | 0
large | p1 | t11 | -INF | -428.3525 | 0 | 0
large | p1 | t12 | -INF | -429.156 | 0 | 0
large | p1 | t13 | -INF | -693.2848 | 0 | 0
large | p1 | t14 | -INF | -482.1941 | 0 | 0
large | p1 | t15 | -INF | -548.0503 | 0 | 0
large | p1 | t16 | -INF | -693.2848 | 0 | 0
large | p1 | t17 | -INF | -429.156 | 0 | 0
large | p1 | t18 | -INF | -427.9312 | 0 | 0
large | p1 | t19 | -INF | -429.0549 | 0 | 0
large | p1 | t20 | -INF | -683.1465 | 0 | 0
large | p1 | t21 | -INF | -422.3101 | 0 | 0
large | p1 | t22 | -INF | -421.7525 | 0 | 0
large | p1 | t23 | -INF | -428.9333 | 0 | 0
large | p1 | t24 | -INF | -693.2784 | 0 | 0
large | p2 | t1 | -INF | -429.1381 | 0 | 0
large | p2 | t2 | -INF | -441.6423 | 0 | 0
large | p2 | t3 | -INF | -667.1111 | 0 | 0
large | p2 | t4 | -INF | -427.7334 | 0 | 0
large | p2 | t5 | -INF | -424.2258 | 0 | 0
large | p2 | t6 | -INF | -428.9199 | 0 | 0
large | p2 | t7 | -INF | -429.056 | 0 | 0
large | p2 | t8 | -INF | -424.702 | 0 | 0
large | p2 | t9 | -INF | -462.0106 | 0 | 0
large | p2 | t10 | -INF | -693.2848 | 0 | 0
large | p2 | t11 | -INF | -445.8051 | 0 | 0
large | p2 | t12 | -INF | -429.156 | 0 | 0
large | p2 | t13 | -INF | -661.3175 | 0 | 0
large | p2 | t14 | -INF | -677.2295 | 0 | 0
large | p2 | t15 | -INF | -665.3577 | 0 | 0
large | p2 | t16 | -INF | -458.9359 | 0 | 0
large | p2 | t17 | -INF | -693.2848 | 0 | 0
large | p2 | t18 | -INF | -628.1572 | 0 | 0
large | p2 | t19 | -INF | -649.3976 | 0 | 0
large | p2 | t20 | -INF | -683.0465 | 0 | 0
large | p2 | t21 | -INF | -624.6978 | 0 | 0
large | p2 | t22 | -INF | -672.6475 | 0 | 0
large | p2 | t23 | -INF | -478.2676 | 0 | 0
large | p2 | t24 | -INF | -693.1848 | 0 | 0
large | p3 | t1 | -INF | -429.0582 | 0 | 0
large | p3 | t2 | -INF | -429.0549 | 0 | 0
large | p3 | t3 | -INF | -427.9065 | 0 | 0
large | p3 | t4 | -INF | -687.6704 | 0 | 0
large | p3 | t5 | -INF | -424.2258 | 0 | 0
large | p3 | t6 | -INF | -428.9199 | 0 | 0
large | p3 | t7 | -INF | -429.056 | 0 | 0
large | p3 | t8 | -INF | -424.702 | 0 | 0
large | p3 | t9 | -INF | -693.2848 | 0 | 0
large | p3 | t10 | -INF | -453.8688 | 0 | 0
large | p3 | t11 | -INF | -693.2848 | 0 | 0
large | p3 | t12 | -INF | -693.2848 | 0 | 0
large | p3 | t13 | -INF | -693.2848 | 0 | 0
large | p3 | t14 | -INF | -677.2295 | 0 | 0
large | p3 | t15 | -INF | -665.3577 | 0 | 0
large | p3 | t16 | -INF | -693.2848 | 0 | 0
large | p3 | t17 | -INF | -693.2848 | 0 | 0
large | p3 | t18 | -INF | -661.025 | 0 | 0
large | p3 | t19 | -INF | -649.3311 | 0 | 0
large | p3 | t20 | -INF | -683.1465 | 0 | 0
large | p3 | t21 | -INF | -654.442 | 0 | 0
large | p3 | t22 | -INF | -648.7754 | 0 | 0
large | p3 | t23 | -INF | -692.7123 | 0 | 0
large | p3 | t24 | -INF | -693.2784 | 0 | 0
large | p4 | t1 | -INF | -471.9229 | 0 | 0
large | p4 | t2 | -INF | -643.0925 | 0 | 0
large | p4 | t3 | -INF | -427.9065 | 0 | 0
large | p4 | t4 | -INF | -427.7334 | 0 | 0
large | p4 | t5 | -INF | -424.2258 | 0 | 0
large | p4 | t6 | -INF | -428.9199 | 0 | 0
large | p4 | t7 | -INF | -464.6496 | 0 | 0
large | p4 | t8 | -INF | -682.6262 | 0 | 0
large | p4 | t9 | -INF | -693.2848 | 0 | 0
large | p4 | t10 | -INF | -690.5851 | 0 | 0
large | p4 | t11 | -INF | -693.2848 | 0 | 0
large | p4 | t12 | -INF | -690.8966 | 0 | 0
large | p4 | t13 | -INF | -428.1085 | 0 | 0
large | p4 | t14 | -INF | -688.6417 | 0 | 0
large | p4 | t15 | -INF | -665.1577 | 0 | 0
large | p4 | t16 | -INF | -693.2848 | 0 | 0
large | p4 | t17 | -INF | -547.4258 | 0 | 0
large | p4 | t18 | -INF | -661.0041 | 0 | 0
large | p4 | t19 | -INF | -526.6949 | 0 | 0
large | p4 | t20 | -INF | -682.9465 | 0 | 0
large | p4 | t21 | -INF | -654.3494 | 0 | 0
large | p4 | t22 | -INF | -636.9644 | 0 | 0
large | p4 | t23 | -INF | -693.2848 | 0 | 0
large | p4 | t24 | -INF | -693.2727 | 0 | 0

## r
TOC
r | (set) | reservoirs
n
r12
r13
r132
r133
r134
r14
r15
r151
r16
r161
r17
r171
r18
r181
r19
r191

## Satisfaction_demande
TOC
Satisfaction_demande | (equation) | Satisfaction de la demande en (r) Ã (t)
r | t | Lowerbound | Value | Upperbound | Marginal
r12 | t1 | 96.83 | 96.83 | 96.83 | -0.010762
r12 | t2 | -7 | -7 | -7 | -0.010762
r12 | t3 | -4.33 | -4.33 | -4.33 | -0.010766
r12 | t4 | -6 | -6 | -6 | -0.010766
r12 | t5 | -6 | -6 | -6 | -0.011129
r12 | t6 | -3.67 | -3.67 | -3.67 | -0.01113
r12 | t7 | -2 | -2 | -2 | -0.011493
r12 | t8 | -4 | -4 | -4 | -0.011501
r12 | t9 | -3 | -3 | -3 | -0.011501
r12 | t10 | -9.17 | -9.17 | -9.17 | -0.011501
r12 | t11 | -13 | -13 | -13 | -0.011835
r12 | t12 | -17 | -17 | -17 | -0.011835
r12 | t13 | -21 | -21 | -21 | -0.011835
r12 | t14 | -20.67 | -20.67 | -20.67 | -0.011835
r12 | t15 | -20.17 | -20.17 | -20.17 | -0.011835
r12 | t16 | -18 | -18 | -18 | -0.011835
r12 | t17 | -15.83 | -15.83 | -15.83 | -0.011835
r12 | t18 | -17.17 | -17.17 | -17.17 | -0.011835
r12 | t19 | -13 | -13 | -13 | -0.011835
r12 | t20 | -13.33 | -13.33 | -13.33 | -0.011835
r12 | t21 | -19.5 | -19.5 | -19.5 | -0.011835
r12 | t22 | -24.17 | -24.17 | -24.17 | -0.011835
r12 | t23 | -22 | -22 | -22 | -0.011835
r12 | t24 | -20 | -20 | -20 | -0.011835
r13 | t1 | 37.24 | 37.24 | 37.24 | -0.013877
r13 | t2 | -1.5 | -1.5 | -1.5 | -0.013787
r13 | t3 | -1.17 | -1.17 | -1.17 | -0.012425
r13 | t4 | -1.5 | -1.5 | -1.5 | -0.012425
r13 | t5 | -1.83 | -1.83 | -1.83 | -0.012425
r13 | t6 | -1.83 | -1.83 | -1.83 | -0.012425
r13 | t7 | -1 | -1 | -1 | -0.012425
r13 | t8 | -1 | -1 | -1 | -0.012425
r13 | t9 | 0 | 0 | 0 | -0.012425
r13 | t10 | -3.5 | -3.5 | -3.5 | -0.012425
r13 | t11 | -2 | -2 | -2 | -0.012425
r13 | t12 | -3 | -3 | -3 | -0.012425
r13 | t13 | -4 | -4 | -4 | -0.012425
r13 | t14 | -3 | -3 | -3 | -0.012395
r13 | t15 | -3 | -3 | -3 | -0.012395
r13 | t16 | -3 | -3 | -3 | -0.012395
r13 | t17 | -2 | -2 | -2 | -0.012395
r13 | t18 | -3 | -3 | -3 | -0.012395
r13 | t19 | -2 | -2 | -2 | -0.012395
r13 | t20 | -2 | -2 | -2 | -0.012395
r13 | t21 | -4 | -4 | -4 | -0.012395
r13 | t22 | -3 | -3 | -3 | -0.012395
r13 | t23 | -3 | -3 | -3 | -0.012395
r13 | t24 | -3 | -3 | -3 | -0.012121
r132 | t1 | 214.26 | 214.26 | 214.26 | -0.018963
r132 | t2 | -19.5 | -19.5 | -19.5 | -0.018587
r132 | t3 | -16.83 | -16.83 | -16.83 | -0.015139
r132 | t4 | -7.67 | -7.67 | -7.67 | -0.015139
r132 | t5 | -9 | -9 | -9 | -0.015034
r132 | t6 | -9.67 | -9.67 | -9.67 | -0.015034
r132 | t7 | -5.83 | -5.83 | -5.83 | -0.013538
r132 | t8 | -11.67 | -11.67 | -11.67 | -0.013538
r132 | t9 | -6.5 | -6.5 | -6.5 | -0.013538
r132 | t10 | -17 | -17 | -17 | -0.013538
r132 | t11 | -33.67 | -33.67 | -33.67 | -0.013538
r132 | t12 | -41 | -41 | -41 | -0.013538
r132 | t13 | -48 | -48 | -48 | -0.013538
r132 | t14 | -37.5 | -37.5 | -37.5 | -0.013538
r132 | t15 | -34.67 | -34.67 | -34.67 | -0.013538
r132 | t16 | -35.83 | -35.83 | -35.83 | -0.013392
r132 | t17 | -35 | -35 | -35 | -0.013392
r132 | t18 | -36.33 | -36.33 | -36.33 | -0.013392
r132 | t19 | -29.83 | -29.83 | -29.83 | -0.013392
r132 | t20 | -31.5 | -31.5 | -31.5 | -0.013392
r132 | t21 | -30.83 | -30.83 | -30.83 | -0.013392
r132 | t22 | -37.17 | -37.17 | -37.17 | -0.013392
r132 | t23 | -42.67 | -42.67 | -42.67 | -0.013392
r132 | t24 | -35.33 | -35.33 | -35.33 | -0.012745
r133 | t1 | 180.08 | 180.08 | 180.08 | -0.02712
r133 | t2 | -59.33 | -59.33 | -59.33 | -0.026065
r133 | t3 | -37.33 | -37.33 | -37.33 | -0.017495
r133 | t4 | -31 | -31 | -31 | -0.017099
r133 | t5 | -27 | -27 | -27 | -0.017099
r133 | t6 | -26.33 | -26.33 | -26.33 | -0.017099
r133 | t7 | -27 | -27 | -27 | -0.01542
r133 | t8 | -26.5 | -26.5 | -26.5 | -0.01542
r133 | t9 | -30.67 | -30.67 | -30.67 | -0.01542
r133 | t10 | -45.67 | -45.67 | -45.67 | -0.01542
r133 | t11 | -80.83 | -80.83 | -80.83 | -0.01542
r133 | t12 | -113 | -113 | -113 | -0.01542
r133 | t13 | -131.33 | -131.33 | -131.33 | -0.01542
r133 | t14 | -116 | -116 | -116 | -0.01542
r133 | t15 | -96.33 | -96.33 | -96.33 | -0.01542
r133 | t16 | -75 | -75 | -75 | -0.014947
r133 | t17 | -70 | -70 | -70 | -0.014947
r133 | t18 | -65 | -65 | -65 | -0.014947
r133 | t19 | -54 | -54 | -54 | -0.014947
r133 | t20 | -52 | -52 | -52 | -0.014947
r133 | t21 | -79 | -79 | -79 | -0.014947
r133 | t22 | -120.17 | -120.17 | -120.17 | -0.014947
r133 | t23 | -115 | -115 | -115 | -0.014947
r133 | t24 | -78 | -78 | -78 | -0.013644
r134 | t1 | 433.17 | 433.17 | 433.17 | -0.028187
r134 | t2 | -6.83 | -6.83 | -6.83 | -0.026762
r134 | t3 | -5 | -5 | -5 | -0.017766
r134 | t4 | -4.17 | -4.17 | -4.17 | -0.017318
r134 | t5 | -3 | -3 | -3 | -0.017342
r134 | t6 | -5.5 | -5.5 | -5.5 | -0.017366
r134 | t7 | -2 | -2 | -2 | -0.015585
r134 | t8 | -1 | -1 | -1 | -0.01549
r134 | t9 | -2 | -2 | -2 | -0.015466
r134 | t10 | -6.83 | -6.83 | -6.83 | -0.015649
r134 | t11 | -13 | -13 | -13 | -0.01562
r134 | t12 | -19 | -19 | -19 | -0.015692
r134 | t13 | -21 | -21 | -21 | -0.015882
r134 | t14 | -16 | -16 | -16 | -0.015649
r134 | t15 | -15 | -15 | -15 | -0.015642
r134 | t16 | -13 | -13 | -13 | -0.015121
r134 | t17 | -13 | -13 | -13 | -0.015117
r134 | t18 | -6.5 | -6.5 | -6.5 | -0.015039
r134 | t19 | -11.83 | -11.83 | -11.83 | -0.014842
r134 | t20 | -8 | -8 | -8 | -0.014987
r134 | t21 | -15 | -15 | -15 | -0.015133
r134 | t22 | -20 | -20 | -20 | -0.015313
r134 | t23 | -17 | -17 | -17 | -0.015171
r134 | t24 | -10.67 | -10.67 | -10.67 | -0.013733
r14 | t1 | 68.75 | 68.75 | 68.75 | -0.012053
r14 | t2 | 0 | 0 | 0 | -0.012043
r14 | t3 | 0 | 0 | 0 | -0.012043
r14 | t4 | 0 | 0 | 0 | -0.012043
r14 | t5 | 0 | 0 | 0 | -0.012043
r14 | t6 | 0 | 0 | 0 | -0.012043
r14 | t7 | 0 | 0 | 0 | -0.012043
r14 | t8 | 0 | 0 | 0 | -0.012043
r14 | t9 | 0 | 0 | 0 | -0.012043
r14 | t10 | -4 | -4 | -4 | -0.012043
r14 | t11 | -16 | -16 | -16 | -0.012043
r14 | t12 | -14 | -14 | -14 | -0.012043
r14 | t13 | -1 | -1 | -1 | -0.012043
r14 | t14 | -5.25 | -5.25 | -5.25 | -0.012043
r14 | t15 | -3.25 | -3.25 | -3.25 | -0.012043
r14 | t16 | -5 | -5 | -5 | -0.012043
r14 | t17 | 0 | 0 | 0 | -0.012043
r14 | t18 | -2 | -2 | -2 | -0.012043
r14 | t19 | -3 | -3 | -3 | -0.012043
r14 | t20 | 0 | 0 | 0 | -0.012043
r14 | t21 | -4.5 | -4.5 | -4.5 | -0.012043
r14 | t22 | -4.25 | -4.25 | -4.25 | -0.012043
r14 | t23 | 0 | 0 | 0 | -0.012043
r14 | t24 | -4 | -4 | -4 | -0.012043
r15 | t1 | 169 | 169 | 169 | -0.012053
r15 | t2 | -16 | -16 | -16 | -0.012053
r15 | t3 | -8 | -8 | -8 | -0.012053
r15 | t4 | -5 | -5 | -5 | -0.012053
r15 | t5 | -4 | -4 | -4 | -0.012053
r15 | t6 | -4.33 | -4.33 | -4.33 | -0.012053
r15 | t7 | -6.33 | -6.33 | -6.33 | -0.012063
r15 | t8 | -8.17 | -8.17 | -8.17 | -0.012063
r15 | t9 | -6 | -6 | -6 | -0.012063
r15 | t10 | -13 | -13 | -13 | -0.012186
r15 | t11 | -34.67 | -34.67 | -34.67 | -0.012186
r15 | t12 | -47 | -47 | -47 | -0.012186
r15 | t13 | -49.17 | -49.17 | -49.17 | -0.012186
r15 | t14 | -42.5 | -42.5 | -42.5 | -0.012186
r15 | t15 | -37 | -37 | -37 | -0.012186
r15 | t16 | -28.17 | -28.17 | -28.17 | -0.012186
r15 | t17 | -31.33 | -31.33 | -31.33 | -0.012186
r15 | t18 | -27 | -27 | -27 | -0.012093
r15 | t19 | -23 | -23 | -23 | -0.012093
r15 | t20 | -23 | -23 | -23 | -0.012093
r15 | t21 | -31 | -31 | -31 | -0.012093
r15 | t22 | -46 | -46 | -46 | -0.012093
r15 | t23 | -36.17 | -36.17 | -36.17 | -0.012093
r15 | t24 | -24 | -24 | -24 | -0.012093
r151 | t1 | 768.76 | 768.76 | 768.76 | -0.012053
r151 | t2 | -34.67 | -34.67 | -34.67 | -0.012053
r151 | t3 | -15.33 | -15.33 | -15.33 | -0.012053
r151 | t4 | -10.67 | -10.67 | -10.67 | -0.012053
r151 | t5 | -10.83 | -10.83 | -10.83 | -0.012053
r151 | t6 | -10 | -10 | -10 | -0.012053
r151 | t7 | -10 | -10 | -10 | -0.012053
r151 | t8 | -20.33 | -20.33 | -20.33 | -0.012063
r151 | t9 | -18 | -18 | -18 | -0.012186
r151 | t10 | -42.17 | -42.17 | -42.17 | -0.012186
r151 | t11 | -96 | -96 | -96 | -0.012186
r151 | t12 | -132 | -132 | -132 | -0.012186
r151 | t13 | -140.5 | -140.5 | -140.5 | -0.012186
r151 | t14 | -109 | -109 | -109 | -0.012186
r151 | t15 | -85 | -85 | -85 | -0.012186
r151 | t16 | -82 | -82 | -82 | -0.012186
r151 | t17 | -73 | -73 | -73 | -0.012186
r151 | t18 | -61 | -61 | -61 | -0.012093
r151 | t19 | -58 | -58 | -58 | -0.012093
r151 | t20 | -69 | -69 | -69 | -0.012093
r151 | t21 | -111 | -111 | -111 | -0.012093
r151 | t22 | -140 | -140 | -140 | -0.012093
r151 | t23 | -103 | -103 | -103 | -0.012093
r151 | t24 | -73.17 | -73.17 | -73.17 | -0.012093
r16 | t1 | 99 | 99 | 99 | -0.012053
r16 | t2 | -12 | -12 | -12 | -0.012053
r16 | t3 | -10 | -10 | -10 | -0.012053
r16 | t4 | -5 | -5 | -5 | -0.012053
r16 | t5 | -2 | -2 | -2 | -0.012053
r16 | t6 | -1 | -1 | -1 | -0.012053
r16 | t7 | -2 | -2 | -2 | -0.012053
r16 | t8 | -2 | -2 | -2 | -0.012053
r16 | t9 | -2.17 | -2.17 | -2.17 | -0.012093
r16 | t10 | -9.17 | -9.17 | -9.17 | -0.012093
r16 | t11 | -10 | -10 | -10 | -0.012093
r16 | t12 | -12 | -12 | -12 | -0.012093
r16 | t13 | -13.33 | -13.33 | -13.33 | -0.012093
r16 | t14 | -13.33 | -13.33 | -13.33 | -0.012093
r16 | t15 | -14.17 | -14.17 | -14.17 | -0.012093
r16 | t16 | -15 | -15 | -15 | -0.012093
r16 | t17 | -13 | -13 | -13 | -0.012093
r16 | t18 | -12 | -12 | -12 | -0.012093
r16 | t19 | -13.17 | -13.17 | -13.17 | -0.012093
r16 | t20 | -12.33 | -12.33 | -12.33 | -0.012093
r16 | t21 | -13.17 | -13.17 | -13.17 | -0.012093
r16 | t22 | -14 | -14 | -14 | -0.012093
r16 | t23 | -13 | -13 | -13 | -0.012093
r16 | t24 | -13.83 | -13.83 | -13.83 | -0.012093
r161 | t1 | 397.56 | 397.56 | 397.56 | -0.012053
r161 | t2 | -53 | -53 | -53 | -0.012053
r161 | t3 | -51.83 | -51.83 | -51.83 | -0.012053
r161 | t4 | -28 | -28 | -28 | -0.012053
r161 | t5 | -25 | -25 | -25 | -0.012053
r161 | t6 | -26.67 | -26.67 | -26.67 | -0.012053
r161 | t7 | -21.67 | -21.67 | -21.67 | -0.012053
r161 | t8 | -16.67 | -16.67 | -16.67 | -0.012184
r161 | t9 | -4 | -4 | -4 | -0.012186
r161 | t10 | -42.67 | -42.67 | -42.67 | -0.012186
r161 | t11 | -60 | -60 | -60 | -0.012186
r161 | t12 | -63 | -63 | -63 | -0.012186
r161 | t13 | -110.83 | -110.83 | -110.83 | -0.012186
r161 | t14 | -84.33 | -84.33 | -84.33 | -0.012186
r161 | t15 | -93 | -93 | -93 | -0.012186
r161 | t16 | -67 | -67 | -67 | -0.012186
r161 | t17 | -73 | -73 | -73 | -0.012186
r161 | t18 | -69 | -69 | -69 | -0.012093
r161 | t19 | -56 | -56 | -56 | -0.012093
r161 | t20 | -64 | -64 | -64 | -0.012093
r161 | t21 | -89.5 | -89.5 | -89.5 | -0.012093
r161 | t22 | -99 | -99 | -99 | -0.012093
r161 | t23 | -95.83 | -95.83 | -95.83 | -0.012093
r161 | t24 | -67 | -67 | -67 | -0.012093
r17 | t1 | 190.3 | 190.3 | 190.3 | -0.0099676
r17 | t2 | -26.33 | -26.33 | -26.33 | -0.01
r17 | t3 | -10.83 | -10.83 | -10.83 | -0.01
r17 | t4 | -12 | -12 | -12 | -0.01
r17 | t5 | -12.17 | -12.17 | -12.17 | -0.01
r17 | t6 | -15 | -15 | -15 | -0.01
r17 | t7 | -13 | -13 | -13 | -0.011586
r17 | t8 | -14 | -14 | -14 | -0.011648
r17 | t9 | -5.67 | -5.67 | -5.67 | -0.011713
r17 | t10 | -16.33 | -16.33 | -16.33 | -0.011713
r17 | t11 | -42.67 | -42.67 | -42.67 | -0.011713
r17 | t12 | -46 | -46 | -46 | -0.011713
r17 | t13 | -56.67 | -56.67 | -56.67 | -0.011713
r17 | t14 | -50.67 | -50.67 | -50.67 | -0.011713
r17 | t15 | -46 | -46 | -46 | -0.011713
r17 | t16 | -40 | -40 | -40 | -0.011713
r17 | t17 | -34 | -34 | -34 | -0.011713
r17 | t18 | -31 | -31 | -31 | -0.011766
r17 | t19 | -30 | -30 | -30 | -0.011766
r17 | t20 | -33 | -33 | -33 | -0.011766
r17 | t21 | -36 | -36 | -36 | -0.011766
r17 | t22 | -48.17 | -48.17 | -48.17 | -0.011766
r17 | t23 | -45 | -45 | -45 | -0.011766
r17 | t24 | -38 | -38 | -38 | -0.011766
r171 | t1 | 246.48 | 246.48 | 246.48 | -0.01
r171 | t2 | -18.17 | -18.17 | -18.17 | -0.01
r171 | t3 | -13 | -13 | -13 | -0.01
r171 | t4 | -7.83 | -7.83 | -7.83 | -0.01
r171 | t5 | -4.67 | -4.67 | -4.67 | -0.011552
r171 | t6 | -11 | -11 | -11 | -0.011565
r171 | t7 | -6 | -6 | -6 | -0.011574
r171 | t8 | -6 | -6 | -6 | -0.011575
r171 | t9 | -7.5 | -7.5 | -7.5 | -0.011713
r171 | t10 | -18 | -18 | -18 | -0.011713
r171 | t11 | -39 | -39 | -39 | -0.011713
r171 | t12 | -38 | -38 | -38 | -0.011713
r171 | t13 | -40 | -40 | -40 | -0.011713
r171 | t14 | -35 | -35 | -35 | -0.011713
r171 | t15 | -33 | -33 | -33 | -0.011713
r171 | t16 | -20 | -20 | -20 | -0.011713
r171 | t17 | -23.83 | -23.83 | -23.83 | -0.011713
r171 | t18 | -31 | -31 | -31 | -0.011713
r171 | t19 | -23 | -23 | -23 | -0.011713
r171 | t20 | -17.33 | -17.33 | -17.33 | -0.011713
r171 | t21 | -26.67 | -26.67 | -26.67 | -0.011713
r171 | t22 | -34.83 | -34.83 | -34.83 | -0.011713
r171 | t23 | -21.5 | -21.5 | -21.5 | -0.011713
r171 | t24 | -24 | -24 | -24 | -0.011713
r18 | t1 | 176.84 | 176.84 | 176.84 | -0.011122
r18 | t2 | -7.67 | -7.67 | -7.67 | -0.011125
r18 | t3 | -5.83 | -5.83 | -5.83 | -0.011125
r18 | t4 | -3 | -3 | -3 | -0.011187
r18 | t5 | -3.33 | -3.33 | -3.33 | -0.011187
r18 | t6 | -3 | -3 | -3 | -0.011208
r18 | t7 | -4.5 | -4.5 | -4.5 | -0.011208
r18 | t8 | -6.5 | -6.5 | -6.5 | -0.011208
r18 | t9 | -11.17 | -11.17 | -11.17 | -0.011713
r18 | t10 | -21.83 | -21.83 | -21.83 | -0.011713
r18 | t11 | -26 | -26 | -26 | -0.011713
r18 | t12 | -31 | -31 | -31 | -0.011713
r18 | t13 | -27 | -27 | -27 | -0.011713
r18 | t14 | -24 | -24 | -24 | -0.011713
r18 | t15 | -21 | -21 | -21 | -0.011713
r18 | t16 | -21 | -21 | -21 | -0.011713
r18 | t17 | -16.83 | -16.83 | -16.83 | -0.011713
r18 | t18 | -16.5 | -16.5 | -16.5 | -0.011713
r18 | t19 | -17 | -17 | -17 | -0.011713
r18 | t20 | -18.67 | -18.67 | -18.67 | -0.011713
r18 | t21 | -23.33 | -23.33 | -23.33 | -0.011713
r18 | t22 | -21.33 | -21.33 | -21.33 | -0.011713
r18 | t23 | -19 | -19 | -19 | -0.011713
r18 | t24 | -15 | -15 | -15 | -0.011713
r181 | t1 | 821.56 | 821.56 | 821.56 | -0.011563
r181 | t2 | -149.33 | -149.33 | -149.33 | -0.011594
r181 | t3 | -128.67 | -128.67 | -128.67 | -0.011614
r181 | t4 | -105.83 | -105.83 | -105.83 | -0.011635
r181 | t5 | -93.33 | -93.33 | -93.33 | -0.011657
r181 | t6 | -62.5 | -62.5 | -62.5 | -0.01166
r181 | t7 | -41.5 | -41.5 | -41.5 | -0.011677
r181 | t8 | -26.83 | -26.83 | -26.83 | -0.011695
r181 | t9 | -23.33 | -23.33 | -23.33 | -0.011713
r181 | t10 | -23.5 | -23.5 | -23.5 | -0.011713
r181 | t11 | -21 | -21 | -21 | -0.011713
r181 | t12 | -18 | -18 | -18 | -0.011713
r181 | t13 | -18.33 | -18.33 | -18.33 | -0.011713
r181 | t14 | -77.33 | -77.33 | -77.33 | -0.011713
r181 | t15 | -137 | -137 | -137 | -0.011713
r181 | t16 | -212.33 | -212.33 | -212.33 | -0.011713
r181 | t17 | -200.83 | -200.83 | -200.83 | -0.011713
r181 | t18 | -160.17 | -160.17 | -160.17 | -0.011766
r181 | t19 | -131.17 | -131.17 | -131.17 | -0.011766
r181 | t20 | -129 | -129 | -129 | -0.011766
r181 | t21 | -117.67 | -117.67 | -117.67 | -0.011766
r181 | t22 | -103.67 | -103.67 | -103.67 | -0.011766
r181 | t23 | -96.17 | -96.17 | -96.17 | -0.011766
r181 | t24 | -110.33 | -110.33 | -110.33 | -0.011766
r19 | t1 | 1157.5 | 1157.5 | 1157.5 | -0.01163
r19 | t2 | -58.83 | -58.83 | -58.83 | -0.011643
r19 | t3 | -51.83 | -51.83 | -51.83 | -0.011653
r19 | t4 | -39.67 | -39.67 | -39.67 | -0.011664
r19 | t5 | -31.33 | -31.33 | -31.33 | -0.011675
r19 | t6 | -33 | -33 | -33 | -0.011688
r19 | t7 | -24 | -24 | -24 | -0.011696
r19 | t8 | -31.5 | -31.5 | -31.5 | -0.011705
r19 | t9 | -43 | -43 | -43 | -0.011713
r19 | t10 | -29 | -29 | -29 | -0.011713
r19 | t11 | -89.5 | -89.5 | -89.5 | -0.011713
r19 | t12 | -95.67 | -95.67 | -95.67 | -0.011713
r19 | t13 | -94.83 | -94.83 | -94.83 | -0.011713
r19 | t14 | -92.67 | -92.67 | -92.67 | -0.011713
r19 | t15 | -83.5 | -83.5 | -83.5 | -0.011713
r19 | t16 | -74.5 | -74.5 | -74.5 | -0.011713
r19 | t17 | -65.83 | -65.83 | -65.83 | -0.011713
r19 | t18 | -70.67 | -70.67 | -70.67 | -0.011766
r19 | t19 | -65.5 | -65.5 | -65.5 | -0.011766
r19 | t20 | -68.33 | -68.33 | -68.33 | -0.011766
r19 | t21 | -78.33 | -78.33 | -78.33 | -0.011766
r19 | t22 | -94.33 | -94.33 | -94.33 | -0.011766
r19 | t23 | -90.5 | -90.5 | -90.5 | -0.011766
r19 | t24 | -81.67 | -81.67 | -81.67 | -0.011766
r191 | t1 | 1127.42 | 1127.42 | 1127.42 | -0.010786
r191 | t2 | -4.75 | -4.75 | -4.75 | -0.010792
r191 | t3 | -25.75 | -25.75 | -25.75 | -0.010792
r191 | t4 | -18 | -18 | -18 | -0.010792
r191 | t5 | -15 | -15 | -15 | -0.010792
r191 | t6 | -14 | -14 | -14 | -0.01078
r191 | t7 | 0 | 0 | 0 | -0.01078
r191 | t8 | -28.25 | -28.25 | -28.25 | -0.01078
r191 | t9 | -44 | -44 | -44 | -0.01078
r191 | t10 | -78 | -78 | -78 | -0.01078
r191 | t11 | -122 | -122 | -122 | -0.011713
r191 | t12 | -102 | -102 | -102 | -0.011713
r191 | t13 | -87 | -87 | -87 | -0.011713
r191 | t14 | -81 | -81 | -81 | -0.011713
r191 | t15 | -62 | -62 | -62 | -0.011713
r191 | t16 | -94.75 | -94.75 | -94.75 | -0.011713
r191 | t17 | -71 | -71 | -71 | -0.011713
r191 | t18 | -17 | -17 | -17 | -0.011713
r191 | t19 | -37.75 | -37.75 | -37.75 | -0.011713
r191 | t20 | -99 | -99 | -99 | -0.011713
r191 | t21 | -117.25 | -117.25 | -117.25 | -0.011713
r191 | t22 | -92.75 | -92.75 | -92.75 | -0.011713
r191 | t23 | -63 | -63 | -63 | -0.011713
r191 | t24 | -54.25 | -54.25 | -54.25 | -0.011713

## Son
TOC
Son | (variable) | Statu t de la pompe (k) fonctionne Ã (t)
c | d | t | Lowerbound | Value | Upperbound | Marginal
small | p1 | t1 | 0 | 1 | 1 | 1.0317
small | p1 | t2 | 0 | 1 | 1 | 1.0317
small | p1 | t3 | 0 | 1 | 1 | -0.93511
small | p1 | t4 | 0 | 1 | 1 | -0.76854
small | p1 | t5 | 0 | 1 | 1 | -0.89025
small | p1 | t6 | 0 | 1 | 1 | 1.0317
small | p1 | t7 | 0 | 1 | 1 | 1.0317
small | p1 | t8 | 0 | 1 | 1 | -0.12656
small | p1 | t9 | 0 | 1 | 1 | 0.32531
small | p1 | t10 | 0 | 1 | 1 | 1.6307
small | p1 | t11 | 0 | 1 | 1 | 0.24105
small | p1 | t12 | 0 | 1 | 1 | 0.27191
small | p1 | t13 | 0 | 1 | 1 | 0.2185
small | p1 | t14 | 0 | 1 | 1 | 0.70708
small | p1 | t15 | 0 | 1 | 1 | 0.94903
small | p1 | t16 | 0 | 1 | 1 | 1.026
small | p1 | t17 | 0 | 1 | 1 | 1.6307
small | p1 | t18 | 0 | 1 | 1 | 1.6307
small | p1 | t19 | 0 | 1 | 1 | 1.6307
small | p1 | t20 | 0 | 1 | 1 | 1.0017
small | p1 | t21 | 0 | 1 | 1 | 0.98153
small | p1 | t22 | 0 | 1 | 1 | 1.0159
small | p1 | t23 | 0 | 1 | 1 | 1.6307
small | p1 | t24 | 0 | 1 | 1 | 1.269
small | p2 | t1 | 0 | 1 | 1 | -8.6544
small | p2 | t2 | 0 | 1 | 1 | -7.4706
small | p2 | t3 | 0 | 1 | 1 | -0.93511
small | p2 | t4 | 0 | 1 | 1 | -0.76854
small | p2 | t5 | 0 | 1 | 1 | -0.89025
small | p2 | t6 | 0 | 1 | 1 | -2.814
small | p2 | t7 | 0 | 1 | 1 | -3.6323
small | p2 | t8 | 0 | 1 | 1 | -0.12656
small | p2 | t9 | 0 | 1 | 1 | 1.6307
small | p2 | t10 | 0 | 1 | 1 | 0.26768
small | p2 | t11 | 0 | 1 | 1 | 1.6307
small | p2 | t12 | 0 | 1 | 1 | 1.6307
small | p2 | t13 | 0 | 1 | 1 | 1.6307
small | p2 | t14 | 0 | 1 | 1 | 1.2252
small | p2 | t15 | 0 | 1 | 1 | 0.94903
small | p2 | t16 | 0 | 1 | 1 | 1.026
small | p2 | t17 | 0 | 1 | 1 | 0.44836
small | p2 | t18 | 0 | 1 | 1 | 0.5452
small | p2 | t19 | 0 | 1 | 1 | 0.59003
small | p2 | t20 | 0 | 1 | 1 | 1.2165
small | p2 | t21 | 0 | 1 | 1 | 0.9907
small | p2 | t22 | 0 | 1 | 1 | 1.0159
small | p2 | t23 | 0 | 1 | 1 | 0.39054
small | p2 | t24 | 0 | 1 | 1 | 1.269
small | p3 | t1 | 0 | 0 | 1 | EPS
small | p3 | t2 | 0 | 0 | 1 | EPS
small | p3 | t3 | 0 | 0 | 1 | EPS
small | p3 | t4 | 0 | 0 | 1 | EPS
small | p3 | t5 | 0 | 0 | 1 | EPS
small | p3 | t6 | 0 | 0 | 1 | EPS
small | p3 | t7 | 0 | 0 | 1 | EPS
small | p3 | t8 | 0 | 0 | 1 | EPS
small | p3 | t9 | 0 | 0 | 1 | EPS
small | p3 | t10 | 0 | 0 | 1 | EPS
small | p3 | t11 | 0 | 0 | 1 | EPS
small | p3 | t12 | 0 | 0 | 1 | EPS
small | p3 | t13 | 0 | 0 | 1 | EPS
small | p3 | t14 | 0 | 0 | 1 | EPS
small | p3 | t15 | 0 | 0 | 1 | EPS
small | p3 | t16 | 0 | 0 | 1 | EPS
small | p3 | t17 | 0 | 0 | 1 | EPS
small | p3 | t18 | 0 | 0 | 1 | EPS
small | p3 | t19 | 0 | 0 | 1 | EPS
small | p3 | t20 | 0 | 0 | 1 | EPS
small | p3 | t21 | 0 | 0 | 1 | EPS
small | p3 | t22 | 0 | 0 | 1 | EPS
small | p3 | t23 | 0 | 0 | 1 | EPS
small | p3 | t24 | 0 | 0 | 1 | EPS
large | p1 | t1 | 1 | 1 | 1 | 2.2489
large | p1 | t2 | 1 | 1 | 1 | 2.2489
large | p1 | t3 | 1 | 1 | 1 | 2.0474
large | p1 | t4 | 1 | 1 | 1 | 2.0549
large | p1 | t5 | 1 | 1 | 1 | 2.2489
large | p1 | t6 | 1 | 1 | 1 | 2.2489
large | p1 | t7 | 1 | 1 | 1 | 2.2489
large | p1 | t8 | 1 | 1 | 1 | 1.9909
large | p1 | t9 | 1 | 1 | 1 | 3.5547
large | p1 | t10 | 1 | 1 | 1 | 3.5547
large | p1 | t11 | 1 | 1 | 1 | 3.5547
large | p1 | t12 | 1 | 1 | 1 | 3.5547
large | p1 | t13 | 1 | 1 | 1 | 3.5547
large | p1 | t14 | 1 | 1 | 1 | 3.5547
large | p1 | t15 | 1 | 1 | 1 | 3.5547
large | p1 | t16 | 1 | 1 | 1 | 3.5547
large | p1 | t17 | 1 | 1 | 1 | 3.5547
large | p1 | t18 | 1 | 1 | 1 | 3.5547
large | p1 | t19 | 1 | 1 | 1 | 3.5547
large | p1 | t20 | 1 | 1 | 1 | 3.5547
large | p1 | t21 | 1 | 1 | 1 | 3.5547
large | p1 | t22 | 1 | 1 | 1 | 3.5547
large | p1 | t23 | 1 | 1 | 1 | 3.5547
large | p1 | t24 | 1 | 1 | 1 | 3.5547
large | p2 | t1 | 1 | 1 | 1 | 2.2489
large | p2 | t2 | 1 | 1 | 1 | 2.2489
large | p2 | t3 | 1 | 1 | 1 | 2.2489
large | p2 | t4 | 1 | 1 | 1 | 2.0549
large | p2 | t5 | 1 | 1 | 1 | 1.6495
large | p2 | t6 | 1 | 1 | 1 | 2.1749
large | p2 | t7 | 1 | 1 | 1 | 2.2489
large | p2 | t8 | 1 | 1 | 1 | 1.9909
large | p2 | t9 | 1 | 1 | 1 | 3.5547
large | p2 | t10 | 1 | 1 | 1 | 3.5548
large | p2 | t11 | 1 | 1 | 1 | 3.5547
large | p2 | t12 | 1 | 1 | 1 | 3.5547
large | p2 | t13 | 1 | 1 | 1 | 3.5547
large | p2 | t14 | 1 | 1 | 1 | 3.5547
large | p2 | t15 | 1 | 1 | 1 | 3.5547
large | p2 | t16 | 1 | 1 | 1 | 3.5547
large | p2 | t17 | 1 | 1 | 1 | 3.5548
large | p2 | t18 | 1 | 1 | 1 | 3.5547
large | p2 | t19 | 1 | 1 | 1 | 3.5547
large | p2 | t20 | 1 | 1 | 1 | 3.5547
large | p2 | t21 | 1 | 1 | 1 | 3.5547
large | p2 | t22 | 1 | 1 | 1 | 3.5547
large | p2 | t23 | 1 | 1 | 1 | 3.5547
large | p2 | t24 | 1 | 1 | 1 | 3.5547
large | p3 | t1 | 1 | 1 | 1 | 2.2489
large | p3 | t2 | 1 | 1 | 1 | 2.2489
large | p3 | t3 | 1 | 1 | 1 | 2.0474
large | p3 | t4 | 1 | 1 | 1 | 2.2489
large | p3 | t5 | 1 | 1 | 1 | 1.6495
large | p3 | t6 | 1 | 1 | 1 | 2.1749
large | p3 | t7 | 1 | 1 | 1 | 2.2489
large | p3 | t8 | 1 | 1 | 1 | 1.9909
large | p3 | t9 | 1 | 1 | 1 | 3.5548
large | p3 | t10 | 1 | 1 | 1 | 3.5547
large | p3 | t11 | 1 | 1 | 1 | 3.5548
large | p3 | t12 | 1 | 1 | 1 | 3.5547
large | p3 | t13 | 1 | 1 | 1 | 3.5547
large | p3 | t14 | 1 | 1 | 1 | 3.5547
large | p3 | t15 | 1 | 1 | 1 | 3.5547
large | p3 | t16 | 1 | 1 | 1 | 3.5547
large | p3 | t17 | 1 | 1 | 1 | 3.5548
large | p3 | t18 | 1 | 1 | 1 | 3.5547
large | p3 | t19 | 1 | 1 | 1 | 3.5547
large | p3 | t20 | 1 | 1 | 1 | 3.5547
large | p3 | t21 | 1 | 1 | 1 | 3.5547
large | p3 | t22 | 1 | 1 | 1 | 3.5547
large | p3 | t23 | 1 | 1 | 1 | 3.5547
large | p3 | t24 | 1 | 1 | 1 | 3.5547
large | p4 | t1 | 1 | 1 | 1 | 2.2489
large | p4 | t2 | 1 | 1 | 1 | 2.2489
large | p4 | t3 | 1 | 1 | 1 | 2.0474
large | p4 | t4 | 1 | 1 | 1 | 2.0549
large | p4 | t5 | 1 | 1 | 1 | 1.6495
large | p4 | t6 | 1 | 1 | 1 | 2.1749
large | p4 | t7 | 1 | 1 | 1 | 2.2489
large | p4 | t8 | 1 | 1 | 1 | 2.2489
large | p4 | t9 | 1 | 1 | 1 | 3.5548
large | p4 | t10 | 1 | 1 | 1 | 3.5547
large | p4 | t11 | 1 | 1 | 1 | 3.5548
large | p4 | t12 | 1 | 1 | 1 | 3.5547
large | p4 | t13 | 1 | 1 | 1 | 3.5547
large | p4 | t14 | 1 | 1 | 1 | 3.5547
large | p4 | t15 | 1 | 1 | 1 | 3.5547
large | p4 | t16 | 1 | 1 | 1 | 3.5547
large | p4 | t17 | 1 | 1 | 1 | 3.5547
large | p4 | t18 | 1 | 1 | 1 | 3.5547
large | p4 | t19 | 1 | 1 | 1 | 3.5547
large | p4 | t20 | 1 | 1 | 1 | 3.5547
large | p4 | t21 | 1 | 1 | 1 | 3.5547
large | p4 | t22 | 1 | 1 | 1 | 3.5547
large | p4 | t23 | 1 | 1 | 1 | 3.5547
large | p4 | t24 | 1 | 1 | 1 | 3.5547

## surface
TOC
surface | (parameter) | mean surface of each reservoir (m^2)
r | Value
r12 | 35.5
r13 | 29.286
r132 | 77.143
r133 | 52.5
r134 | 87.059
r14 | 38.889
r15 | 85.455
r151 | 199.13
r16 | 40
r161 | 101.111
r17 | 65.294
r171 | 91.6
r18 | 56.111
r181 | 201.538
r19 | 210
r191 | 278.33

## t
TOC
t | (set) | 1-hour periods
dim1
t1
t2
t3
t4
t5
t6
t7
t8
t9
t10
t11
t12
t13
t14
t15
t16
t17
t18
t19
t20
t21
t22
t23
t24

## tariff
TOC
tariff | (parameter) | electricity tariff
t | Value
t1 | 0.02916
t2 | 0.02916
t3 | 0.02916
t4 | 0.02916
t5 | 0.02916
t6 | 0.02916
t7 | 0.02916
t8 | 0.02916
t9 | 0.04609
t10 | 0.04609
t11 | 0.04609
t12 | 0.04609
t13 | 0.04609
t14 | 0.04609
t15 | 0.04609
t16 | 0.04609
t17 | 0.04609
t18 | 0.04609
t19 | 0.04609
t20 | 0.04609
t21 | 0.04609
t22 | 0.04609
t23 | 0.04609
t24 | 0.04609

## v
TOC
v | (variable) | Volume au rÃ©servoir (r) en (t)
n | t | Lowerbound | Value | Upperbound | Marginal
r12 | t1 | 106.5 | 163.0776 | 1775 | 0
r12 | t2 | 106.5 | 234.8306 | 1775 | 0
r12 | t3 | 106.5 | 230.5046 | 1775 | 0
r12 | t4 | 106.5 | 224.5504 | 1775 | -0.00036314
r12 | t5 | 106.5 | 293.5141 | 1775 | 0
r12 | t6 | 106.5 | 289.8486 | 1775 | -0.00036299
r12 | t7 | 106.5 | 360.446 | 1775 | 0
r12 | t8 | 106.5 | 368.2442 | 1775 | 0
r12 | t9 | 106.5 | 365.2442 | 1775 | 0
r12 | t10 | 106.5 | 356.0742 | 1775 | -0.00033479
r12 | t11 | 106.5 | 343.0742 | 1775 | 0
r12 | t12 | 106.5 | 326.0742 | 1775 | 0
r12 | t13 | 106.5 | 310.2968 | 1775 | 0
r12 | t14 | 106.5 | 289.6268 | 1775 | 0
r12 | t15 | 106.5 | 269.4568 | 1775 | 0
r12 | t16 | 106.5 | 251.4568 | 1775 | 0
r12 | t17 | 106.5 | 235.6268 | 1775 | 0
r12 | t18 | 106.5 | 218.4568 | 1775 | 0
r12 | t19 | 106.5 | 205.4568 | 1775 | 0
r12 | t20 | 106.5 | 192.1268 | 1775 | 0
r12 | t21 | 106.5 | 172.6268 | 1775 | 0
r12 | t22 | 106.5 | 148.4568 | 1775 | 0
r12 | t23 | 106.5 | 126.4568 | 1775 | 0
r12 | t24 | 106.5 | 106.5 | 1775 | 0.011835
r13 | t1 | 38.07 | 38.07 | 790.7 | 9.0551e-05
r13 | t2 | 38.07 | 38.07 | 790.7 | 0.0013617
r13 | t3 | 38.07 | 50.6411 | 790.7 | 0
r13 | t4 | 38.07 | 49.1514 | 790.7 | 0
r13 | t5 | 38.07 | 47.3214 | 790.7 | 0
r13 | t6 | 38.07 | 52.4875 | 790.7 | 0
r13 | t7 | 38.07 | 51.4939 | 790.7 | 0
r13 | t8 | 38.07 | 50.57 | 790.7 | 0
r13 | t9 | 38.07 | 50.57 | 790.7 | 0
r13 | t10 | 38.07 | 47.07 | 790.7 | 0
r13 | t11 | 38.07 | 45.07 | 790.7 | 0
r13 | t12 | 38.07 | 42.07 | 790.7 | 0
r13 | t13 | 38.07 | 38.07 | 790.7 | 2.982e-05
r13 | t14 | 38.07 | 47.8136 | 790.7 | 0
r13 | t15 | 38.07 | 60.0071 | 790.7 | 0
r13 | t16 | 38.07 | 57.0071 | 790.7 | 0
r13 | t17 | 38.07 | 55.0071 | 790.7 | 0
r13 | t18 | 38.07 | 52.0071 | 790.7 | 0
r13 | t19 | 38.07 | 50.0071 | 790.7 | 0
r13 | t20 | 38.07 | 48.0254 | 790.7 | 0
r13 | t21 | 38.07 | 44.0254 | 790.7 | 0
r13 | t22 | 38.07 | 41.07 | 790.7 | 0
r13 | t23 | 38.07 | 38.07 | 790.7 | 0.00027411
r13 | t24 | 38.07 | 38.07 | 790.7 | 0.012121
r132 | t1 | 231.43 | 231.43 | 3664.3 | 0.00037595
r132 | t2 | 231.43 | 231.43 | 3664.3 | 0.0034475
r132 | t3 | 231.43 | 266.2238 | 3664.3 | 0
r132 | t4 | 231.43 | 331.6334 | 3664.3 | 0.00010565
r132 | t5 | 231.43 | 359.1512 | 3664.3 | 0
r132 | t6 | 231.43 | 428.8544 | 3664.3 | 0.0014961
r132 | t7 | 231.43 | 426.0742 | 3664.3 | 0
r132 | t8 | 231.43 | 475.9462 | 3664.3 | 0
r132 | t9 | 231.43 | 480.9207 | 3664.3 | 0
r132 | t10 | 231.43 | 463.9207 | 3664.3 | 0
r132 | t11 | 231.43 | 430.2507 | 3664.3 | 0
r132 | t12 | 231.43 | 391.6414 | 3664.3 | 0
r132 | t13 | 231.43 | 366.7473 | 3664.3 | 0
r132 | t14 | 231.43 | 331.6401 | 3664.3 | 0
r132 | t15 | 231.43 | 299.1982 | 3664.3 | 0.00014527
r132 | t16 | 231.43 | 263.4682 | 3664.3 | 0
r132 | t17 | 231.43 | 231.53 | 3664.3 | 0
r132 | t18 | 231.43 | 248.9014 | 3664.3 | 0
r132 | t19 | 231.43 | 327.4606 | 3664.3 | 0
r132 | t20 | 231.43 | 296.0606 | 3664.3 | 0
r132 | t21 | 231.43 | 265.3032 | 3664.3 | 0
r132 | t22 | 231.43 | 234.3503 | 3664.3 | 0
r132 | t23 | 231.43 | 231.43 | 3664.3 | 0.0006474
r132 | t24 | 231.43 | 231.43 | 3664.3 | 0.012745
r133 | t1 | 236.25 | 236.25 | 3832.5 | 0.0010549
r133 | t2 | 236.25 | 236.25 | 3832.5 | 0.0085699
r133 | t3 | 236.25 | 236.25 | 3832.5 | 0.00039624
r133 | t4 | 236.25 | 239.7069 | 3832.5 | 0
r133 | t5 | 236.25 | 239.4569 | 3832.5 | 0
r133 | t6 | 236.25 | 236.25 | 3832.5 | 0.0016782
r133 | t7 | 236.25 | 241.7785 | 3832.5 | 0
r133 | t8 | 236.25 | 261.7493 | 3832.5 | 0
r133 | t9 | 236.25 | 320.5822 | 3832.5 | 0
r133 | t10 | 236.25 | 373.5351 | 3832.5 | 0
r133 | t11 | 236.25 | 376.3175 | 3832.5 | 0
r133 | t12 | 236.25 | 343.874 | 3832.5 | 0
r133 | t13 | 236.25 | 280.0205 | 3832.5 | 0
r133 | t14 | 236.25 | 249.0695 | 3832.5 | 0
r133 | t15 | 236.25 | 236.25 | 3832.5 | 0.00047325
r133 | t16 | 236.25 | 243.0686 | 3832.5 | 0
r133 | t17 | 236.25 | 257.7858 | 3832.5 | 0
r133 | t18 | 236.25 | 279.3412 | 3832.5 | 0
r133 | t19 | 236.25 | 236.3077 | 3832.5 | 0
r133 | t20 | 236.25 | 302.0798 | 3832.5 | 0
r133 | t21 | 236.25 | 296.0575 | 3832.5 | 0
r133 | t22 | 236.25 | 286.0823 | 3832.5 | 0
r133 | t23 | 236.25 | 236.25 | 3832.5 | 0.0013031
r133 | t24 | 236.25 | 236.25 | 3832.5 | 0.013644
r134 | t1 | 444 | 444 | 5920 | 0.0026258
r134 | t2 | 444 | 444 | 5920 | 0.01011
r134 | t3 | 444 | 444 | 5920 | 0.00098502
r134 | t4 | 444 | 444 | 5920 | 0.00046182
r134 | t5 | 444 | 444 | 5920 | 0.00062985
r134 | t6 | 444 | 444 | 5920 | 0.0022774
r134 | t7 | 444 | 444 | 5920 | 0.00063051
r134 | t8 | 444 | 444 | 5920 | 0.00031384
r134 | t9 | 444 | 450.73 | 5920 | 0
r134 | t10 | 444 | 444 | 5920 | 0.0002183
r134 | t11 | 444 | 444 | 5920 | 0.00012217
r134 | t12 | 444 | 444.1041 | 5920 | 0
r134 | t13 | 444 | 444 | 5920 | 0.00042958
r134 | t14 | 444 | 444 | 5920 | 0.00019299
r134 | t15 | 444 | 444 | 5920 | 0.00071198
r134 | t16 | 444 | 444 | 5920 | 0.00017265
r134 | t17 | 444 | 444 | 5920 | 0.00024371
r134 | t18 | 444 | 444 | 5920 | 0.0003482
r134 | t19 | 444 | 473.9209 | 5920 | 0
r134 | t20 | 444 | 465.939 | 5920 | 0
r134 | t21 | 444 | 463.9334 | 5920 | 0
r134 | t22 | 444 | 444 | 5920 | 0.00031289
r134 | t23 | 444 | 444 | 5920 | 0.0016115
r134 | t24 | 444 | 444 | 5920 | 0.013834
r14 | t1 | 70 | 70 | 1050 | 1.013e-05
r14 | t2 | 70 | 70 | 1050 | 0
r14 | t3 | 70 | 70 | 1050 | 0
r14 | t4 | 70 | 70 | 1050 | 0
r14 | t5 | 70 | 70 | 1050 | 0
r14 | t6 | 70 | 70 | 1050 | 0
r14 | t7 | 70 | 124.7986 | 1050 | 0
r14 | t8 | 70 | 135.7755 | 1050 | 0
r14 | t9 | 70 | 135.7755 | 1050 | 0
r14 | t10 | 70 | 131.7755 | 1050 | 0
r14 | t11 | 70 | 115.7755 | 1050 | 0
r14 | t12 | 70 | 101.7755 | 1050 | 0
r14 | t13 | 70 | 100.7755 | 1050 | 0
r14 | t14 | 70 | 95.5255 | 1050 | 0
r14 | t15 | 70 | 92.2755 | 1050 | 0
r14 | t16 | 70 | 87.2755 | 1050 | 0
r14 | t17 | 70 | 87.2755 | 1050 | 0
r14 | t18 | 70 | 85.2755 | 1050 | 0
r14 | t19 | 70 | 82.2755 | 1050 | 0
r14 | t20 | 70 | 82.2755 | 1050 | 0
r14 | t21 | 70 | 77.7755 | 1050 | 0
r14 | t22 | 70 | 73.9981 | 1050 | 0
r14 | t23 | 70 | 73.9981 | 1050 | 0
r14 | t24 | 70 | 70 | 1050 | 0.012043
r15 | t1 | 188 | 188 | 2820 | 0
r15 | t2 | 188 | 264.5092 | 2820 | 0
r15 | t3 | 188 | 256.5092 | 2820 | 0
r15 | t4 | 188 | 251.5665 | 2820 | 0
r15 | t5 | 188 | 426.7102 | 2820 | 0
r15 | t6 | 188 | 422.3802 | 2820 | -9.6846e-06
r15 | t7 | 188 | 671.3951 | 2820 | 0
r15 | t8 | 188 | 663.2683 | 2820 | 0
r15 | t9 | 188 | 657.2683 | 2820 | -0.00012308
r15 | t10 | 188 | 644.2683 | 2820 | 0
r15 | t11 | 188 | 609.6224 | 2820 | 0
r15 | t12 | 188 | 562.6224 | 2820 | 0
r15 | t13 | 188 | 513.4524 | 2820 | 0
r15 | t14 | 188 | 470.9524 | 2820 | 0
r15 | t15 | 188 | 433.9524 | 2820 | 0
r15 | t16 | 188 | 428.3916 | 2820 | 0
r15 | t17 | 188 | 397.0616 | 2820 | 9.3342e-05
r15 | t18 | 188 | 370.0616 | 2820 | 0
r15 | t19 | 188 | 347.0616 | 2820 | 0
r15 | t20 | 188 | 324.0616 | 2820 | 0
r15 | t21 | 188 | 293.0616 | 2820 | 0
r15 | t22 | 188 | 247.0616 | 2820 | 0
r15 | t23 | 188 | 210.8916 | 2820 | 0
r15 | t24 | 188 | 188 | 2820 | 0.012093
r151 | t1 | 816.43 | 840.929 | 10454.3 | 0
r151 | t2 | 816.43 | 816.43 | 10454.3 | 0
r151 | t3 | 816.43 | 816.53 | 10454.3 | 0
r151 | t4 | 816.43 | 998.0298 | 10454.3 | 0
r151 | t5 | 816.43 | 1071.2255 | 10454.3 | 0
r151 | t6 | 816.43 | 1061.3255 | 10454.3 | 0
r151 | t7 | 816.43 | 1051.3469 | 10454.3 | -1.0121e-05
r151 | t8 | 816.43 | 1037.0183 | 10454.3 | -0.00012308
r151 | t9 | 816.43 | 1019.0183 | 10454.3 | 0
r151 | t10 | 816.43 | 1177.61 | 10454.3 | 0
r151 | t11 | 816.43 | 1281.4096 | 10454.3 | 0
r151 | t12 | 816.43 | 1149.4096 | 10454.3 | 0
r151 | t13 | 816.43 | 1208.5153 | 10454.3 | 0
r151 | t14 | 816.43 | 1099.5153 | 10454.3 | 0
r151 | t15 | 816.43 | 1014.5153 | 10454.3 | 0
r151 | t16 | 816.43 | 1122.323 | 10454.3 | 0
r151 | t17 | 816.43 | 1242.9593 | 10454.3 | 9.3342e-05
r151 | t18 | 816.43 | 1181.9593 | 10454.3 | 0
r151 | t19 | 816.43 | 1123.9593 | 10454.3 | 0
r151 | t20 | 816.43 | 1055.023 | 10454.3 | 0
r151 | t21 | 816.43 | 1129.9186 | 10454.3 | 0
r151 | t22 | 816.43 | 990.8708 | 10454.3 | 0
r151 | t23 | 816.43 | 889.1099 | 10454.3 | 0
r151 | t24 | 816.43 | 816.43 | 10454.3 | 0.012093
r16 | t1 | 112 | 112 | 1460 | 0
r16 | t2 | 112 | 112 | 1460 | 0
r16 | t3 | 112 | 192.5735 | 1460 | 0
r16 | t4 | 112 | 187.5735 | 1460 | 0
r16 | t5 | 112 | 185.5735 | 1460 | 0
r16 | t6 | 112 | 291.3191 | 1460 | 0
r16 | t7 | 112 | 289.3194 | 1460 | 0
r16 | t8 | 112 | 287.3194 | 1460 | -3.9857e-05
r16 | t9 | 112 | 285.1494 | 1460 | 0
r16 | t10 | 112 | 275.9794 | 1460 | 0
r16 | t11 | 112 | 265.9794 | 1460 | 0
r16 | t12 | 112 | 272.3289 | 1460 | 0
r16 | t13 | 112 | 258.9989 | 1460 | 0
r16 | t14 | 112 | 245.6689 | 1460 | 0
r16 | t15 | 112 | 231.4989 | 1460 | 0
r16 | t16 | 112 | 216.4989 | 1460 | 0
r16 | t17 | 112 | 203.4989 | 1460 | 0
r16 | t18 | 112 | 191.5 | 1460 | 0
r16 | t19 | 112 | 178.33 | 1460 | 0
r16 | t20 | 112 | 166 | 1460 | 0
r16 | t21 | 112 | 152.83 | 1460 | 0
r16 | t22 | 112 | 138.83 | 1460 | 0
r16 | t23 | 112 | 125.83 | 1460 | 0
r16 | t24 | 112 | 112 | 1460 | 0.012093
r161 | t1 | 444.89 | 444.89 | 5358.9 | 0
r161 | t2 | 444.89 | 480.0931 | 5358.9 | 0
r161 | t3 | 444.89 | 556.3665 | 5358.9 | 0
r161 | t4 | 444.89 | 544.2253 | 5358.9 | 0
r161 | t5 | 444.89 | 519.2854 | 5358.9 | 0
r161 | t6 | 444.89 | 618.8016 | 5358.9 | 0
r161 | t7 | 444.89 | 597.2313 | 5358.9 | -0.00013065
r161 | t8 | 444.89 | 731.5817 | 5358.9 | 0
r161 | t9 | 444.89 | 884.5297 | 5358.9 | 0
r161 | t10 | 444.89 | 841.8597 | 5358.9 | 0
r161 | t11 | 444.89 | 781.8597 | 5358.9 | 0
r161 | t12 | 444.89 | 871.6925 | 5358.9 | 0
r161 | t13 | 444.89 | 760.9139 | 5358.9 | 0
r161 | t14 | 444.89 | 834.7353 | 5358.9 | 0
r161 | t15 | 444.89 | 897.997 | 5358.9 | 0
r161 | t16 | 444.89 | 830.997 | 5358.9 | 0
r161 | t17 | 444.89 | 770.7118 | 5358.9 | 9.3342e-05
r161 | t18 | 444.89 | 703.9084 | 5358.9 | 0
r161 | t19 | 444.89 | 650.102 | 5358.9 | 0
r161 | t20 | 444.89 | 586.102 | 5358.9 | 0
r161 | t21 | 444.89 | 541.2445 | 5358.9 | 0
r161 | t22 | 444.89 | 444.9481 | 5358.9 | 0
r161 | t23 | 444.89 | 511.1655 | 5358.9 | 0
r161 | t24 | 444.89 | 444.89 | 5358.9 | 0.012093
r17 | t1 | 215.47 | 412.0219 | 3264.7 | 0
r17 | t2 | 215.47 | 385.7774 | 3264.7 | 0
r17 | t3 | 215.47 | 375.019 | 3264.7 | 0
r17 | t4 | 215.47 | 363.0489 | 3264.7 | 0
r17 | t5 | 215.47 | 350.8836 | 3264.7 | 0
r17 | t6 | 215.47 | 335.8836 | 3264.7 | -0.0015858
r17 | t7 | 215.47 | 519.1789 | 3264.7 | 0
r17 | t8 | 215.47 | 736.3257 | 3264.7 | 0
r17 | t9 | 215.47 | 730.6755 | 3264.7 | 0
r17 | t10 | 215.47 | 714.3475 | 3264.7 | 0
r17 | t11 | 215.47 | 671.6775 | 3264.7 | 0
r17 | t12 | 215.47 | 625.6794 | 3264.7 | 0
r17 | t13 | 215.47 | 569.0094 | 3264.7 | 0
r17 | t14 | 215.47 | 518.3394 | 3264.7 | 0
r17 | t15 | 215.47 | 472.3394 | 3264.7 | 0
r17 | t16 | 215.47 | 432.3394 | 3264.7 | 0
r17 | t17 | 215.47 | 398.3414 | 3264.7 | -5.2184e-05
r17 | t18 | 215.47 | 367.3918 | 3264.7 | 0
r17 | t19 | 215.47 | 337.7254 | 3264.7 | 0
r17 | t20 | 215.47 | 304.7254 | 3264.7 | 0
r17 | t21 | 215.47 | 268.7254 | 3264.7 | 0
r17 | t22 | 215.47 | 296.5668 | 3264.7 | 0
r17 | t23 | 215.47 | 251.5668 | 3264.7 | 0
r17 | t24 | 215.47 | 215.47 | 3264.7 | 0.011766
r171 | t1 | 256.48 | 256.58 | 4854.8 | 0
r171 | t2 | 256.48 | 319.6589 | 4854.8 | 0
r171 | t3 | 256.48 | 306.6873 | 4854.8 | 0
r171 | t4 | 256.48 | 298.9071 | 4854.8 | -0.0015518
r171 | t5 | 256.48 | 373.0276 | 4854.8 | 0
r171 | t6 | 256.48 | 442.6251 | 4854.8 | 0
r171 | t7 | 256.48 | 480.1711 | 4854.8 | 0
r171 | t8 | 256.48 | 474.176 | 4854.8 | -0.00013865
r171 | t9 | 256.48 | 534.1137 | 4854.8 | 0
r171 | t10 | 256.48 | 597.3862 | 4854.8 | 0
r171 | t11 | 256.48 | 558.3862 | 4854.8 | 0
r171 | t12 | 256.48 | 586.6073 | 4854.8 | 0
r171 | t13 | 256.48 | 546.6073 | 4854.8 | 0
r171 | t14 | 256.48 | 511.6073 | 4854.8 | 0
r171 | t15 | 256.48 | 478.6073 | 4854.8 | 0
r171 | t16 | 256.48 | 458.6073 | 4854.8 | 0
r171 | t17 | 256.48 | 434.81 | 4854.8 | 0
r171 | t18 | 256.48 | 403.81 | 4854.8 | 0
r171 | t19 | 256.48 | 380.81 | 4854.8 | 0
r171 | t20 | 256.48 | 363.48 | 4854.8 | 0
r171 | t21 | 256.48 | 336.81 | 4854.8 | 0
r171 | t22 | 256.48 | 301.98 | 4854.8 | 0
r171 | t23 | 256.48 | 280.48 | 4854.8 | 0
r171 | t24 | 256.48 | 256.48 | 4854.8 | 0.011713
r18 | t1 | 185.17 | 225.8417 | 2861.7 | 0
r18 | t2 | 185.17 | 218.2717 | 2861.7 | 0
r18 | t3 | 185.17 | 212.4419 | 2861.7 | -6.2075e-05
r18 | t4 | 185.17 | 237.3946 | 2861.7 | 0
r18 | t5 | 185.17 | 313.7635 | 2861.7 | 0
r18 | t6 | 185.17 | 310.8525 | 2861.7 | 0
r18 | t7 | 185.17 | 306.3676 | 2861.7 | 0
r18 | t8 | 185.17 | 299.8676 | 2861.7 | -0.0005054
r18 | t9 | 185.17 | 288.6976 | 2861.7 | 0
r18 | t10 | 185.17 | 373.8087 | 2861.7 | 0
r18 | t11 | 185.17 | 347.8087 | 2861.7 | 0
r18 | t12 | 185.17 | 316.8087 | 2861.7 | 0
r18 | t13 | 185.17 | 289.8087 | 2861.7 | 0
r18 | t14 | 185.17 | 265.8087 | 2861.7 | 0
r18 | t15 | 185.17 | 244.8087 | 2861.7 | 0
r18 | t16 | 185.17 | 223.8087 | 2861.7 | 0
r18 | t17 | 185.17 | 316 | 2861.7 | 0
r18 | t18 | 185.17 | 299.5 | 2861.7 | 0
r18 | t19 | 185.17 | 282.5 | 2861.7 | 0
r18 | t20 | 185.17 | 263.83 | 2861.7 | 0
r18 | t21 | 185.17 | 240.5 | 2861.7 | 0
r18 | t22 | 185.17 | 219.17 | 2861.7 | 0
r18 | t23 | 185.17 | 200.17 | 2861.7 | 0
r18 | t24 | 185.17 | 185.17 | 2861.7 | 0.011713
r181 | t1 | 947.23 | 952.2129 | 12092.3 | 0
r181 | t2 | 947.23 | 1026.4196 | 12092.3 | 0
r181 | t3 | 947.23 | 1077.2268 | 12092.3 | 0
r181 | t4 | 947.23 | 1133.0535 | 12092.3 | 0
r181 | t5 | 947.23 | 1039.8235 | 12092.3 | -3.1529e-06
r181 | t6 | 947.23 | 1199.6912 | 12092.3 | 0
r181 | t7 | 947.23 | 1359.2248 | 12092.3 | 0
r181 | t8 | 947.23 | 1537.4429 | 12092.3 | 0
r181 | t9 | 947.23 | 1655.0419 | 12092.3 | 0
r181 | t10 | 947.23 | 1632.1482 | 12092.3 | 0
r181 | t11 | 947.23 | 1611.1482 | 12092.3 | 0
r181 | t12 | 947.23 | 1593.1482 | 12092.3 | 0
r181 | t13 | 947.23 | 1574.8182 | 12092.3 | 0
r181 | t14 | 947.23 | 1497.4882 | 12092.3 | 0
r181 | t15 | 947.23 | 1360.4882 | 12092.3 | 0
r181 | t16 | 947.23 | 1148.1582 | 12092.3 | 0
r181 | t17 | 947.23 | 947.33 | 12092.3 | -5.2184e-05
r181 | t18 | 947.23 | 1052.3139 | 12092.3 | 0
r181 | t19 | 947.23 | 1109.9431 | 12092.3 | 0
r181 | t20 | 947.23 | 980.9431 | 12092.3 | 0
r181 | t21 | 947.23 | 1039.8984 | 12092.3 | 0
r181 | t22 | 947.23 | 947.23 | 12092.3 | 0
r181 | t23 | 947.23 | 1057.56 | 12092.3 | 0
r181 | t24 | 947.23 | 947.23 | 12092.3 | 0.011766
r19 | t1 | 1218 | 1262.9761 | 13860 | 0
r19 | t2 | 1218 | 1366.7731 | 13860 | 0
r19 | t3 | 1218 | 1425.9134 | 13860 | 0
r19 | t4 | 1218 | 1496.8995 | 13860 | 0
r19 | t5 | 1218 | 1582.3855 | 13860 | 0
r19 | t6 | 1218 | 1710.0795 | 13860 | 0
r19 | t7 | 1218 | 1835.0314 | 13860 | 0
r19 | t8 | 1218 | 1956.4152 | 13860 | 0
r19 | t9 | 1218 | 1913.4152 | 13860 | 0
r19 | t10 | 1218 | 1885.0172 | 13860 | 0
r19 | t11 | 1218 | 1875.372 | 13860 | 0
r19 | t12 | 1218 | 1779.702 | 13860 | 0
r19 | t13 | 1218 | 1684.872 | 13860 | 0
r19 | t14 | 1218 | 1619.5095 | 13860 | 0
r19 | t15 | 1218 | 1564.506 | 13860 | 0
r19 | t16 | 1218 | 1490.006 | 13860 | 0
r19 | t17 | 1218 | 1424.176 | 13860 | -5.2184e-05
r19 | t18 | 1218 | 1354.0933 | 13860 | 0
r19 | t19 | 1218 | 1461.0209 | 13860 | 0
r19 | t20 | 1218 | 1392.6909 | 13860 | 0
r19 | t21 | 1218 | 1314.3609 | 13860 | 0
r19 | t22 | 1218 | 1390.17 | 13860 | 0
r19 | t23 | 1218 | 1299.67 | 13860 | 0
r19 | t24 | 1218 | 1218 | 13860 | 0.011766
r191 | t1 | 1141.17 | 1326.6325 | 14751.7 | 0
r191 | t2 | 1141.17 | 1321.9825 | 14751.7 | 0
r191 | t3 | 1141.17 | 1519.7558 | 14751.7 | 0
r191 | t4 | 1141.17 | 1719.543 | 14751.7 | 0
r191 | t5 | 1141.17 | 1943.7928 | 14751.7 | 1.7502e-05
r191 | t6 | 1141.17 | 1929.8768 | 14751.7 | 0
r191 | t7 | 1141.17 | 1947.1094 | 14751.7 | 0
r191 | t8 | 1141.17 | 1918.8754 | 14751.7 | 0
r191 | t9 | 1141.17 | 1874.8754 | 14751.7 | 0
r191 | t10 | 1141.17 | 1796.8754 | 14751.7 | -0.00093377
r191 | t11 | 1141.17 | 1828.5185 | 14751.7 | 0
r191 | t12 | 1141.17 | 1923.9078 | 14751.7 | 0
r191 | t13 | 1141.17 | 1836.9078 | 14751.7 | 0
r191 | t14 | 1141.17 | 1755.9078 | 14751.7 | 0
r191 | t15 | 1141.17 | 1693.9078 | 14751.7 | 0
r191 | t16 | 1141.17 | 1599.1578 | 14751.7 | 0
r191 | t17 | 1141.17 | 1528.1578 | 14751.7 | 0
r191 | t18 | 1141.17 | 1511.1578 | 14751.7 | 0
r191 | t19 | 1141.17 | 1473.4078 | 14751.7 | 0
r191 | t20 | 1141.17 | 1374.4078 | 14751.7 | 0
r191 | t21 | 1141.17 | 1257.1578 | 14751.7 | 0
r191 | t22 | 1141.17 | 1258.42 | 14751.7 | 0
r191 | t23 | 1141.17 | 1195.42 | 14751.7 | 0
r191 | t24 | 1141.17 | 1141.17 | 14751.7 | 0.011713

## vinit
TOC
vinit | (parameter) | initial volume of each reservoir
r | t | Value
r12 | t1 | 106.5
r13 | t1 | 38.07
r132 | t1 | 231.43
r133 | t1 | 236.25
r134 | t1 | 444
r14 | t1 | 70
r15 | t1 | 188
r151 | t1 | 816.43
r16 | t1 | 112
r161 | t1 | 444.89
r17 | t1 | 215.47
r171 | t1 | 256.48
r18 | t1 | 185.17
r181 | t1 | 947.23
r19 | t1 | 1218
r191 | t1 | 1141.17

## vmax
TOC
vmax | (parameter) | maximal volume of each reservoir (m^3)
r | Value
r12 | 177.5
r13 | 79.07
r132 | 366.43
r133 | 383.25
r134 | 592
r14 | 105
r15 | 282
r151 | 1045.43
r16 | 146
r161 | 535.89
r17 | 326.47
r171 | 485.48
r18 | 286.17
r181 | 1209.23
r19 | 1386
r191 | 1475.17

## vmin
TOC
vmin | (parameter) | minimal volume of each reservoir (m^3)
r | Value
r12 | 106.5
r13 | 38.07
r132 | 231.43
r133 | 236.25
r134 | 444
r14 | 70
r15 | 188
r151 | 816.43
r16 | 112
r161 | 444.89
r17 | 215.47
r171 | 256.48
r18 | 185.17
r181 | 947.23
r19 | 1218
r191 | 1141.17